{"text_format":"2","workbook":"xlsx","n_sheets":10,"sheets":["版本控制","服务器","设备配件","监控点","应用系统","数据库","网络设备","机柜拓扑","网络拓扑","负载"],"not_rendered":{"charts":0,"images":6,"macros":0,"external_links":0,"defined_names":4,"comments":0,"pivot_tables":0},"unopened":[],"bounds":{"document_bytes":16777216,"sheet_cells":100000,"run_cost":"one","rows_first":2000,"rows_last":500,"rows_between":2000,"halvings":0,"cell_chars":16384,"cell_head_chars":4096},"cells_cut":0,"cells_raw":0,"read":"whole","date_system":"1900"}

{"sheet":"版本控制","index":0,"n_rows":10,"n_cols":1,"rows_kept":10,"cut":false,"hidden":false,"merged":[[9,0,9,8],[1,0,1,8],[2,0,2,8],[3,0,3,8],[5,0,5,8],[6,0,6,8]]}
[]
[]
["信息资产评估表"]
[]
[]
["Version  1.0"]
["商密"]
[]
[]
["文档编号："]

{"sheet":"服务器","index":1,"n_rows":44,"n_cols":20,"rows_kept":44,"cut":false,"hidden":false,"merged":[[43,1,43,19]]}
["资产编号","host name","IP地址","端口","用户名","密码","资产描述","部署应用","应用版本号","系统","运行状态","物理位置","逻辑区域","规格型号","设备序列号","设备配置参数","联系人","联系方式","权重","备注"]
["10100001","无","11.43.48.1-3","无","admin","SYmp51590","视频综合平台","无","无","无","运行","马坡派出所","vlan1","海康DS-B10-S05-A",497487260,"无","罗欢鑫、刘宁","17610408036\n15801016989",3,"(资产在原马坡派出所二楼)"]
["10100002","无","11.43.48.6(36)",8200,"administrator","SYmp51590","中心管理服务器（数据管理服务器）","无","无","windows 2008R2","运行","马坡派出所","vlan1","海康IS-VSE2326B-BBC","HIKO96313857","CPU：2CPU E5-2630 v4 @ 2.20GHz\n内存：32G\n硬盘：300G","罗欢鑫、刘宁","17610408036\n15801016989",3,"11.43.48.6\n11.43.48.7\n(不是分局资产)"]
["10100003","无","11.43.48.7(37)",8200,"administrator","SYmp51590","流媒体服务器","无","无","windows 2008R2","运行","马坡派出所","vlan1","海康IS-VSE2326B-BBC","HIKO96313871","CPU：2CPU E5-2630 v4 @ 2.20GHz\n内存：32G\n硬盘：300G","罗欢鑫、刘宁","17610408036\n15801016989",3]
["10100004","无","11.43.48.8/11",2004,"web_admin","SYmp51590","网络存储服务器","无","无","无","运行","马坡派出所","vlan1","海康DC-A82060D",496989967,"无","罗欢鑫、刘宁","17610408036\n15801016989",3,"https://11.43.48.8:2004"]
["10100005","无","无","无","无","无","PC工作站*3","无","无","无","无","马坡派出所","vlan1","联想30A1S00300","PC1:P300 sn:M9002DW9\n显示器1:LT2252WD sn:6M05628E5100262\nPC2:M9002DW4\n显示器2:6M05628E5100171\nPC3:M9002DVG\n显示器3:6M05628E5100179","无","罗欢鑫、刘宁","17610408036\n15801016989",3]
["10100006","无","11.45.64.1-5","无","无","SYnc51653","视频综合平台","无","无","无","无","南彩派出所","vlan1","海康DS-B10-S05-A",523025210,"无","罗欢鑫、刘宁","17610408036\n15801016989",3]
["10100007","无","11.45.64.6",8200,"administrator","SYnc51653","中心管理服务器（数据管理服务器）","无","无","windows 2008R2","运行","南彩派出所","vlan1","海康IS-VSE2326B-BBC","HIK096319858","CPU：E5-2609 v2 @ 2.5GHz\n内存：16G\n硬盘：1000G","罗欢鑫、刘宁","17610408036\n15801016989",3]
["10100008","无","11.45.64.7",8200,"administrator","SYnc51653","流媒体服务器1","无","无","windows 2008R2","运行","南彩派出所","vlan1","海康IS-VSE2326B-BBC","HIK096319889","CPU：E5-2609 v2 @ 2.5GHz\n内存：8G\n硬盘：1000G","罗欢鑫、刘宁","17610408036\n15801016989",3]
["10100009","无","11.45.64.8",8200,"administrator","SYnc51653","流媒体服务器2","无","无","windows 2008R2","运行","南彩派出所","vlan1","海康IS-VSE2326B-BBC","HIK096319845","CPU：E5-2609 v2 @ 2.5GHz\n内存：8G\n硬盘：1000G","罗欢鑫、刘宁","17610408036\n15801016989",3]
["10100010","无","11.45.64.9","无","admin","SYnc51653","终端服务器","无","无","无","无","南彩派出所","vlan1","海康TS-5012-F","无","无","罗欢鑫、刘宁","17610408036\n15801016989",3]
["10100011","无","11.45.64.10","无","admin","SYnc51653","终端服务器","无","无","无","无","南彩派出所","vlan1","海康TS-5012-F","无","无","罗欢鑫、刘宁","17610408036\n15801016989",3]
["10100012","无","11.45.64.21",2004,"web_admin","SYnc51653","磁盘阵列1","无","无","无","运行","南彩派出所","vlan1","海康DS-A71036R",519817564,"无","罗欢鑫、刘宁","17610408036\n15801016989",3,"https://11.45.64.21:2004"]
["10100013","无","11.45.64.22",2004,"web_admin","SYnc51653","磁盘阵列2","无","无","无","运行","南彩派出所","vlan1","海康DS-A71036R",519817565,"无","罗欢鑫、刘宁","17610408036\n15801016989",3,"https://11.45.64.22:2004"]
["10100014","无","11.45.64.23",2004,"web_admin","SYnc51653","磁盘阵列3","无","无","无","运行","南彩派出所","vlan1","海康DS-A71036R",519817562,"无","罗欢鑫、刘宁","17610408036\n15801016989",3,"https://11.45.64.23:2004"]
["10100015","无","无","无","无","无","PC工作站*3","无","无","无","无","南彩派出所","vlan1","联想30A1S00300","PC1:PC06ZWAC\n显示器1:IS60CDHCR7CAN12T0945\nPC2:PC06ZVSN\n显示器2:IS60CDHCR7CAN12T0929\nPC3:PC071YJB\n显示器3:IS60CDHCR7CAN12T0913","无","罗欢鑫、刘宁","17610408036\n15801016989",3]
["10100016","无","11.42.95.1",80,"admin","SYbw51617","硬盘录像机","无","无","无","运行","北务检查站","vlan1","宇视VS-ISC5000-E","210235C0CLB149000053","无","罗欢鑫、刘宁","17610408036\n15801016989",3]
["10100017","无","11.45.16.1",80,"admin","SYdsgz51623","硬盘录像机","无","无","无","运行","大孙各庄检查站","vlan1","宇视VS-ISC5000-E","210235C0CLB149000041","无","罗欢鑫、刘宁","17610408036\n15801016989",3]
["10100018","无","无","无","无","无","网络存储扩展柜1","无","无","无","无","大孙各庄检查站","vlan1","宇视","210235C0CKB141000038","无","罗欢鑫、刘宁","17610408036\n15801016989",3]
["10100019","无","无","无","无","无","网络存储扩展柜2","无","无","无","无","大孙各庄检查站","vlan1","宇视","210235C0CKB141000032","无","罗欢鑫、刘宁","17610408036\n15801016989",3]
["10100020","无","11.45.128.150",80,"admin","SYbxy51637","硬盘录像机","无","无","无","运行","北小营派出所","vlan1","宇视VS-ISC3500-SL","210235C03WB141000015\n三星显示器：ZUGLH4LDC03886W","无","罗欢鑫、刘宁","17610408036\n15801016989",3]
["10100021","无","11.42.224.129",80,"admin","SYns51595","硬盘录像机","无","无","无","运行","牛山派出所","vlan1","宇视VS-ISC3500-SL","210235C03WB13C000117\n三星显示器：ZUGLH4LDC04393A","无","罗欢鑫、刘宁","17610408036\n15801016989",3]
["10100022","无","11.44.0.129",80,"admin","SYgly51607","硬盘录像机","无","无","无","运行","高丽营派出所","vlan1","宇视VS-ISC3500-SL","210235C03WB141000099\n三星显示器：ZUGLH4LDC038812","无","罗欢鑫、刘宁","17610408036\n15801016989",3]
["10100023","无","11.44.48.129",80,"admin","SYhsy51577","硬盘录像机","无","无","无","运行","后沙峪派出所","vlan1","宇视VS-ISC3500-SL","210235C03WB13C000118","无","罗欢鑫、刘宁","17610408036\n15801016989",3]
["10100024","无","11.42.129.124",80,"admin","SYrh51565","硬盘录像机","无","无","无","运行","仁和派出所","vlan1","宇视VS-ISC3500-SL","210235C03WB141000029","无","罗欢鑫、刘宁","17610408036\n15801016989",3]
["10100025","无","11.43.0.130",80,"admin","SYgm51570","硬盘录像机","无","无","无","运行","光明派出所","vlan1","宇视VS-ISC3500-SL","210235C03W3142000002\n三星显示器：ZUGLH4LDC04286V","无","罗欢鑫、刘宁","17610408036\n15801016989",3]
["10100026","无","11.42.176.11-13","无"," ","SYsl51563","视频综合平台","无","无","无","运行","分局","vlan1","海康DS-B10-S05-A",549000464,"无","罗欢鑫、刘宁","17610408036\n15801016989",3]
["10100027","无","11.42.176.6",8200,"administrator","SYsl51563","中心管理服务器","无","无","windows 2008R2","运行","分局","vlan1","浪潮nf-5270m3",815174424,"CPU: 2CPU E5-2670 v2 @ 2.50GHz\n内存：128GB\n硬盘：558GB","罗欢鑫、刘宁","17610408036\n15801016989",3]
["10100028","无","11.42.176.7",8200,"administrator","SYsl51563","数据库服务器","无","无","windows 2008R2","运行","分局","vlan1","浪潮nf-5270m3",815174426,"CPU: 2CPU E5-2670 v2 @ 2.50GHz\n内存：64GB\n硬盘：1.4TB","罗欢鑫、刘宁","17610408036\n15801016989",3]
["10100029","无","11.42.176.8",8200,"administrator","SYsl51563","媒体服务器","无","无","windows 2008R2","运行","分局","vlan1","浪潮nf-5270m3",815174429,"CPU: 2CPU E5-2670 v2 @ 2.50GHz\n内存：64GB\n硬盘：1.4TB","罗欢鑫、刘宁","17610408036\n15801016989",3]
["10100030","无","11.42.176.9",8200,"administrator","SYsl51563","媒体服务器","无","无","windows 2008R2","运行","分局","vlan1","浪潮nf-5270m3",815172211,"CPU: 2CPU E5-2670 v2 @ 2.50GHz\n内存：64GB\n硬盘：1.4TB","罗欢鑫、刘宁","17610408036\n15801016989",3]
["10100031","无","11.42.176.2",8200,"administrator","SYsl51563","流媒体转发服务器","无","无","windows 2008R2","运行","分局","vlan2","浪潮nf-5270m3",815174427,"CPU: 2CPU E5-2670 v2 @ 2.50GHz\n内存：64GB\n硬盘：1.4TB","罗欢鑫、刘宁","17610408036\n15801016989",3]
["10100032","无","11.42.176.3",8200,"administrator","SYsl51563","卡口服务器","无","无","windows 2008R2","运行","分局","vlan3","浪潮nf-5270m3",815174428,"CPU: 2CPU E5-2670 v2 @ 2.50GHz\n内存：64GB\n硬盘：1.4TB","罗欢鑫、刘宁","17610408036\n15801016989",3]
["10100033","无","11.42.176.4",8200,"administrator","SYsl51563","GIS主服务器","无","无","windows 2008R2","运行","分局","vlan4","浪潮nf-8420m3",215330266,"CPU: 4CPU E5-4610 v2 @ 2.30GHz\n内存：128GB\n硬盘：1.7TB","罗欢鑫、刘宁","17610408036\n15801016989",3]
["10100034","无","11.42.176.5",3389,"administrator","SYsl51563","GIS备份服务器","无","无","windows 2008R2","不联网","分局","vlan5","浪潮nf-5270m3",815174425,"CPU: 2CPU E5-2670 v2 @ 2.50GHz\n内存：64GB\n硬盘：1.4TB","罗欢鑫、刘宁","17610408036\n15801016989",3]
["10100035","无","11.42.176.1",3389,"administrator","SYsl51563","IPSAN存储阵列","无","无","windows 2008R2","运行","分局","vlan6","海康IS-VSE2326C-DDA","HIK096325919","CPU: 1CPU E5-2620 v2 @ 2.10GHz\n内存：16GB\n硬盘:900GB,5.5TB","罗欢鑫、刘宁","17610408036\n15801016989",3]
["10100036","无","11.42.176.15",2004,"web_admin","SYsl51563+","磁盘阵列存储1","无","无","无","运行","分局","vlan1","海康DS-A82060d",549825004,"无","罗欢鑫、刘宁","17610408036\n15801016989",3]
["10100037","无","11.42.176.16",2004,"web_admin","SYsl51563+","磁盘阵列存储2","无","无","无","运行","分局","vlan1","海康DS-A82060d",549825003,"无","罗欢鑫、刘宁","17610408036\n15801016989",3]
["10100038","无","11.42.176.14",2004,"web_admin","SYsl51563+","磁盘阵列存储3","无","无","无","运行","分局","vlan1","海康DS-A82060d",549825005,"无","罗欢鑫、刘宁","17610408036\n15801016989",3]
["10100039","无","11.42.176.17/18/20","无","admin","SYsl51563","视频综合平台","无","无","无","运行","胜利派出所","vlan1","海康DS-B10-S05-A",549000464,"无","罗欢鑫、刘宁","17610408036\n15801016989",3]
["10100040","无","无","无","无","无","PC工作站*2","无","无","无","运行","胜利派出所","vlan1","联想30A1S00300","PC1:30AJ-A05000 sn:pc09CLLM\nPC2:M710T-D749 sn:P508GC05\n三星显示器*2\n","无","罗欢鑫、刘宁","17610408036\n15801016989",3]
["10100041","无","11.42.176.19","无","无","无","LED控制器","无","无","无","运行","胜利派出所","无","无","无","无","罗欢鑫、刘宁","17610408036\n15801016989",3]
[]
["编号规则：","所处机房--分类类别--序号 01（第一机房）/01（生产服务器）顺序排列"]

{"sheet":"设备配件","index":2,"n_rows":11,"n_cols":9,"rows_kept":11,"cut":false,"hidden":false,"merged":[]}
["序号","设备名称","设备类型","设备序列号","入库时间","更换时间","更换设备序列号","所属区域","备注"]
[1,"企业级硬盘","硬盘","Z1Z0P9GL","2020-11-03","2020-11-24","Z1Y3SLZG","胜利派出所磁盘阵列2(08)"]
[2,"企业级硬盘","硬盘","Z1Z0PLVR","2020-11-03","2020-11-24","Z1Z9SG4X","胜利派出所磁盘阵列2(10)"]
[3,"企业级硬盘","硬盘","Z1Z0S0RL","2020-11-03","2020-11-24","Z1Y3SX20","胜利派出所磁盘阵列2(18)"]
[4,"企业级硬盘","硬盘","Z1Z0PYEX","2020-11-03","2020-11-24","Z1Y3TCJP","胜利派出所磁盘阵列2(27)"]
[5,"企业级硬盘","硬盘","Z1Z0QM4H","2020-11-03","2020-11-24","Z1Y3SMP4","胜利派出所磁盘阵列2(37)"]
[6,"企业级硬盘","硬盘","Z1Z0R9B1","2020-11-03","2020-11-24","Z1Z9TFNT","胜利派出所磁盘阵列2(57)"]
[7,"企业级硬盘","硬盘","Z1Y0B6D7","2020-11-03","2020-11-24","Z1Z9TGSQ","胜利派出所磁盘阵列2(28)"]
[8,"企业级硬盘","硬盘","Z1Z13BB8","2020-11-03","2020-11-24","Z1Y3T9L4","胜利派出所磁盘阵列3(20)"]
[9,"企业级硬盘","硬盘","Z1Z0QH6P","2020-11-03","2020-11-24","Z1Z9S54M","胜利派出所磁盘阵列1(08)"]
[10,"企业级硬盘","硬盘","Z1Z0PEC0","2020-11-03","2020-11-24","Z1Y3SD8H","胜利派出所磁盘阵列1(27)"]

{"sheet":"监控点","index":3,"n_rows":758,"n_cols":27,"rows_kept":758,"cut":false,"hidden":false,"merged":[[757,1,757,26]]}
["资产编号","监控点名称","监控点编号","安装位置","杆位","杆位状态","杆迁移位置","取电","取电收费方式","接入运营商","所属分组","所属区域","经度","纬度","经纬度规范","监视方位","摄像机类型","IP地址","端口","设备厂商","设备型号","用户名","密码","联系人","联系方式","权重","备注"]
["10200001","赵庄南路卡口东向西","11011372001310016835","赵庄村南路卡口","赵庄村南路","无迁移","无","点位往西100米监控杆控制箱取电"," 113取电","联通","北务乡村卡口","北务",116.787721,40.041024999999998,{"$f":"IF(AND(LEN(M2)-FIND(\".\",M2&\".\")>5,LEN(N2)-FIND(\".\",N2&\".\")>5),\"规范\",\"不规范\")","v":"规范"},"西","枪机","11.42.95.13",80,"宇视","HIC5421DE-C","admin","SYbw51617","李乔伟、刘宁","15704776243\n15801016989",2]
["10200002","赵庄村南路卡口北向南","11011372001310016887","赵庄村南路卡口","赵庄村南路","无迁移","无","点位往西100米监控杆控制箱取电"," 113取电","联通","北务乡村卡口","北务",116.787701,40.041277999999998,{"$f":"IF(AND(LEN(M3)-FIND(\".\",M3&\".\")>5,LEN(N3)-FIND(\".\",N3&\".\")>5),\"规范\",\"不规范\")","v":"规范"},"南","枪机","11.42.95.14",80,"宇视","HIC5421DE-C","admin","SYbw51617","李乔伟、刘宁","15704776243\n15801016989",2]
["10200003","赵庄村南路卡口球机","11011372001310016936","赵庄村南路卡口","赵庄村南路","无迁移","无","点位往西100米监控杆控制箱取电"," 113取电","联通","北务乡村卡口","北务",116.787728,40.041263999999998,{"$f":"IF(AND(LEN(M4)-FIND(\".\",M4&\".\")>5,LEN(N4)-FIND(\".\",N4&\".\")>5),\"规范\",\"不规范\")","v":"规范"},"全向","球机","11.42.95.15",80,"宇视","HIC6621EX22-5CIR","admin","SYbw51617","李乔伟、刘宁","15704776243\n15801016989",2]
["10200004","马庄村东南路卡口东向西","11011372001310016988","马庄村东南路卡口","马庄村东南路","无迁移","无","点位往西10米监控杆控制箱取电"," 113取电","联通","北务乡村卡口","北务",116.808463,40.035679000000002,"规范","西","枪机","11.42.95.19",80,"宇视","HIC5421DE-C","admin","SYbw51617","李乔伟、刘宁","15704776243\n15801016989",2]
["10200005","马庄村东南路卡口北向南","11011372001310017041","马庄村东南路卡口","马庄村东南路","无迁移","无","点位往西10米监控杆控制箱取电"," 113取电","联通","北务乡村卡口","北务",116.808475,40.035998999999997,"规范","南","枪机","11.42.95.20",80,"宇视","HIC5421DE-C","admin","SYbw51617","李乔伟、刘宁","15704776243\n15801016989",2]
["10200006","马庄村东南路卡口球机","11011372001310017090","马庄村东南路卡口","马庄村东南路","无迁移","无","点位往西10米监控杆控制箱取电"," 113取电","联通","北务乡村卡口","北务",116.808108,40.035378000000001,"规范","全向","球机","11.42.95.21",80,"宇视","HIC6621EX22-5CIR","admin","SYbw51617","李乔伟、刘宁","15704776243\n15801016989",2]
["10200007","马庄村南路卡口北向南","11011372001310017142","马庄村南路卡口","马庄村南路","无迁移","无","点位往西50米监控杆控制箱取电","113取电","联通","北务乡村卡口","北务",116.804042,40.036873,"规范","南","枪机","11.42.95.11",80,"宇视","HIC5421DE-C","admin","SYbw51617","李乔伟、刘宁","15704776243\n15801016989",2]
["10200008","马庄村南路卡口球机","11011372001310017191","马庄村南路卡口","马庄村南路","无迁移","无","点位往西50米监控杆控制箱取电","113取电","联通","北务乡村卡口","北务",116.804085,40.036887,"规范","全向","球机","11.42.95.12",80,"宇视","HIC6621EX22-5CIR","admin","SYbw51617","李乔伟、刘宁","15704776243\n15801016989",2]
["10200009","东地村东路东卡口东向西","11011372001310017243","东地村东路","东地村东路","无迁移","无","点位往西10米电杆公安电箱取电","不收费","联通","北务乡村卡口","北务",116.820723,40.042245000000001,"规范","西","枪机","11.42.95.22",80,"宇视","HIC5421DE-C","admin","SYbw51617","李乔伟、刘宁","15704776243\n15801016989",2]
["10200010","东地村东路卡口西向东","11011372001310017295","东地村东路卡口","东地村东路","无迁移","无","点位往西10米电杆公安电箱取电","不收费","联通","北务乡村卡口","北务",116.820628,40.042254999999997,"规范","东","枪机","11.42.95.24",80,"宇视","HIC5421DE-C","admin","SYbw51617","李乔伟、刘宁","15704776243\n15801016989",2]
["10200011","东地村东路卡口球机","11011372001310017344","东地村东路卡口","东地村东路","无迁移","无","点位往西10米电杆公安电箱取电","不收费","联通","北务乡村卡口","北务",116.820711,40.042250000000003,"不规范","全向","球机","11.42.95.23",80,"宇视","HIC6621EX22-5CIR","admin","SYbw51617","李乔伟、刘宁","15704776243\n15801016989",2]
["10200012","小珠宝村东路东卡口向西","11011372001310017397","小珠宝村东路东卡口","小珠宝村东路东","无迁移","无","点位往南10米电杆公安电箱取电","不收费","联通","北务乡村卡口","北务",116.81626799999999,40.047713000000002,"规范","西","枪机","11.42.95.29",80,"宇视","HIC5421DE-C","admin","SYbw51617","李乔伟、刘宁","15704776243\n15801016989",2]
["10200013","小珠宝村东路卡口西向东","11011372001310017445","小珠宝村东路卡口","小珠宝村东路","无迁移","无","点位往南10米电杆公安电箱取电","不收费","联通","北务乡村卡口","北务",116.816447,40.047725,"规范","东","枪机","11.42.95.31",80,"宇视","HIC5421DE-C","admin","SYbw51617","李乔伟、刘宁","15704776243\n15801016989",2]
["10200014","小珠宝村东路卡口球机","11011372001310017498","小珠宝村东路卡口","小珠宝村东路","无迁移","无","点位往南10米电杆公安电箱取电","不收费","联通","北务乡村卡口","北务",116.816429,40.047699000000001,"规范","全向","球机","11.42.95.30",80,"宇视","HIC6621EX22-5CIR","admin","SYbw51617","李乔伟、刘宁","15704776243\n15801016989",2]
["10200015","北务村南1号卡口北向南","11011372001310017550","北务村南1号卡口","北务村南1号","无迁移","无","点位旁电杆公安电箱取电","不收费","联通","北务乡村卡口","北务",116.839094,40.056818999999997,"规范","南","枪机","11.42.95.26",80,"宇视","HIC5421DE-C","admin","SYbw51617","李乔伟、刘宁","15704776243\n15801016989",2]
["10200016","北务村南1号卡口西向东","11011372001310017599","北务村南1号卡口","北务村南1号","无迁移","无","点位旁电杆公安电箱取电","不收费","联通","北务乡村卡口","北务",116.839072,40.056820999999999,"规范","东","枪机","11.42.95.28",80,"宇视","HIC5421DE-C","admin","SYbw51617","李乔伟、刘宁","15704776243\n15801016989",2]
["10200017","北务村南1号卡口东向西","11011372001310017651","北务村南1号卡口","北务村南1号","无迁移","无","点位旁电杆公安电箱取电","不收费","联通","北务乡村卡口","北务",116.839067,40.056866999999997,"规范","西","枪机","11.42.95.25",80,"宇视","HIC5421DE-C","admin","SYbw51617","李乔伟、刘宁","15704776243\n15801016989",2]
["10200018","北务村南1号卡口球机","11011372001310017700","北务村南1号卡口","北务村南1号","无迁移","无","点位旁电杆公安电箱取电","不收费","联通","北务乡村卡口","北务",116.839085,40.056856000000003,"规范","全向","球机","11.42.95.27",80,"宇视","HIC6621EX22-5CIR","admin","SYbw51617","李乔伟、刘宁","15704776243\n15801016989",2]
["10200019","郭家务村南路卡口东向西","11011372001310017752","郭家务村南路卡口","郭家务村南路","无迁移","无","点位向东200米电杆公安电箱取电","不收费","联通","北务乡村卡口","北务",116.872151,40.067979000000001,"规范","西","枪机","11.42.95.16",80,"宇视","HIC5421DE-C","admin","SYbw51617","李乔伟、刘宁","15704776243\n15801016989",2]
["10200020","郭家务村南路卡口北向南","11011372001310017805","郭家务村南路卡口","郭家务村南路","无迁移","无","点位向东200米电杆公安电箱取电","不收费","联通","北务乡村卡口","北务",116.872259,40.067034999999997,"规范","南","枪机","11.42.95.17",80,"宇视","HIC5421DE-C","admin","SYbw51617","李乔伟、刘宁","15704776243\n15801016989",2]
["10200021","郭家务村南路卡口球机","11011372001310017854","郭家务村南路卡口","郭家务村南路","无迁移","无","点位向东200米电杆公安电箱取电","不收费","联通","北务乡村卡口","北务",116.872145,40.067062,"规范","全向","球机","11.42.95.18",80,"宇视","HIC6621EX22-5CIR","admin","SYbw51617","李乔伟、刘宁","15704776243\n15801016989",2]
["10200022","大洛泡村西路卡口东向西8043","11011380001310014352","大洛泡村西路","大洛泡村西路","无迁移","无","点位往南200米最后一根杆上电表取电","电卡缴费","联通","大孙各庄乡村卡口","大孙各庄",116.91473999999999,40.087398999999998,"不规范","西","枪机","11.45.16.24",80,"宇视","HIC5421DE-C","admin","SYdsgz51623","李乔伟、刘宁","15704776243\n15801016989",2]
["10200023","大洛泡村西路卡口球机8044","11011380001310014401","大洛泡村西路","大洛泡村西路","无迁移","无","点位往南200米最后一根杆上电表取电","电卡缴费","联通","大孙各庄乡村卡口","大孙各庄",116.875349,40.054265000000001,"规范","全向","球机","11.45.16.25",80,"宇视","HIC6621EX22-5CIR","admin","SYdsgz51623","李乔伟、刘宁","15704776243\n15801016989",2]
["10200024","大洛泡村南路卡口北向南8041","11011380001310014453","大洛泡村南路","大洛泡村南路","无迁移","无","点位往南20米电箱取电","113电箱","联通","大孙各庄乡村卡口","大孙各庄",116.87880800000001,40.052663000000003,"规范","南","枪机","11.45.16.23",80,"宇视","HIC5421DE-C","admin","SYdsgz51623","李乔伟、刘宁","15704776243\n15801016989",2]
["10200025","大洛炮村南路卡口球机8042","11011380001310014502","大洛炮村南路","大洛泡村南路","无迁移","无","点位往南20米电箱取电","113电箱","联通","大孙各庄乡村卡口","大孙各庄",116.87800799999999,40.052497000000002,"规范","全向","球机","11.45.16.26",80,"宇视","HIC6621EX22-5CIR","admin","SYdsgz51623","李乔伟、刘宁","15704776243\n15801016989",2]
["10200026","大洛炮村西南路卡口北向南","11011380001310014554","大洛炮村西南路卡口","大洛炮村西南路","无迁移","无","点位往北第一根电杆电表取电","电卡缴费","联通","大孙各庄乡村卡口","大孙各庄",116.87549300000001,40.052441999999999,"规范","南","枪机","11.45.16.27",80,"宇视","HIC5421DE-C","admin","SYdsgz51623","李乔伟、刘宁","15704776243\n15801016989",2]
["10200027","大田村东侧路卡口北向南8021","11011380001310014656","大田村东侧路","大田村东侧路","无迁移","无","点位西侧200米电箱取电","不收费","联通","大孙各庄乡村卡口","大孙各庄",116.89392599999999,40.061734000000001,"规范","南","枪机","11.45.16.32",80,"宇视","HIC5421DE-C","admin","SYdsgz51623","李乔伟、刘宁","15704776243\n15801016989",2]
["10200028","大田村东侧路卡口球机8022","11011380001310014708","大田村东侧路","大田村东侧路","无迁移","无","点位西侧200米电箱取电","不收费","联通","大孙各庄乡村卡口","大孙各庄",116.893818,40.061706000000001,"规范","全向","球机","11.45.16.33",80,"宇视","HIC6621EX22-5CIR","admin","SYdsgz51623","李乔伟、刘宁","15704776243\n15801016989",2]
["10200029","大田庄村西南路东向西8023","11011380001310014757","大田庄村西南路","大田庄村西南路","无迁移","无","杆位西南角电箱取电","不收费","联通","大孙各庄乡村卡口","大孙各庄",116.890297,40.060988000000002,"规范","西","枪机","11.45.16.29",80,"宇视","HIC5421DE-C","admin","SYdsgz51623","李乔伟、刘宁","15704776243\n15801016989",2]
["10200030","大田庄村西南路卡口北向南8024","11011380001310014809","大田庄村西南路","大田庄村西南路","无迁移","无","杆位西南角电箱取电","不收费","联通","大孙各庄乡村卡口","大孙各庄",116.89032,40.060845,"不规范","南","枪机","11.45.16.30",80,"宇视","HIC5421DE-C","admin","SYdsgz51623","李乔伟、刘宁","15704776243\n15801016989",2]
["10200031","大田庄村西南路卡口球机8025","11011380001310014861","大田庄村西南路","大田庄村西南路","无迁移","无","杆位西南角电箱取电","不收费","联通","大孙各庄乡村卡口","大孙各庄",116.890854,40.060854999999997,"规范","全向","球机","11.45.16.31",80,"宇视","HIC6621EX22-5CIR","admin","SYdsgz51623","李乔伟、刘宁","15704776243\n15801016989",2]
["10200032","大石各庄东南路卡口北向南8026","11011380001310014910","大石各庄东南路","大石各庄东南路","无迁移","无","点位旁边电箱取电","113电箱","联通","大孙各庄乡村卡口","大孙各庄",116.91109299999999,40.060884999999999,"规范","南","枪机","11.45.16.35",80,"宇视","HIC5421DE-C","admin","SYdsgz51623","李乔伟、刘宁","15704776243\n15801016989",2]
["10200033","大石各庄东南路卡口球机8027","11011380001310014963","大石各庄东南路","大石各庄东南路","无迁移","无","点位旁边电箱取电","113电箱","联通","大孙各庄乡村卡口","大孙各庄",116.911057,40.060912000000002,"规范","全向","球机","11.45.16.36",80,"宇视","HIC6621EX22-5CIR","admin","SYdsgz51623","李乔伟、刘宁","15704776243\n15801016989",2]
["10200034","大石各庄西南路卡口东向西8047","11011380001310015012","大石各庄西南路","大石各庄西南路","无迁移","无","大石各庄村西南角电杆取电","电卡缴费","联通","大孙各庄乡村卡口","大孙各庄",116.907571,40.058785999999998,"规范","西","枪机","11.45.16.37",80,"宇视","HIC5421DE-C","admin","SYdsgz51623","李乔伟、刘宁","15704776243\n15801016989",2]
["10200035","大石各庄东南路卡口东向西8048","11011380001310015064","大石各庄东南路","大石各庄东南路","无迁移","无","点位旁边电箱取电","113电箱","联通","大孙各庄乡村卡口","大孙各庄",116.907572,40.058757999999997,"规范","西","枪机","11.45.16.34",80,"宇视","HIC5421DE-C","admin","SYdsgz51623","李乔伟、刘宁","15704776243\n15801016989",2]
["10200036","大石各庄西南路卡口球机8049","11011380001310000000","大石各庄西南路","大石各庄西南路","无迁移","无","大石各庄村西南角电杆取电","电卡缴费","联通","大孙各庄乡村卡口","大孙各庄",116.90745200000001,40.058658000000001,"规范","全向","球机","11.45.16.38",80,"宇视","HIC6621EX22-5CIR","admin","SYdsgz51623","李乔伟、刘宁","15704776243\n15801016989",2]
["10200037","大塘村西南路卡口北向南8050","11011380001310015165","大塘村西南路","大塘村西南路","无迁移","无","点位往东第一个胡同第一根电杆公安电箱取电","不收费","联通","大孙各庄乡村卡口","大孙各庄",116.924747,40.055832000000002,"规范","南","枪机","11.45.16.21",80,"宇视","HIC5421DE-C","admin","SYdsgz51623","李乔伟、刘宁","15704776243\n15801016989",2]
["10200038","大塘村西南路卡口球机8051","11011380001310015217","大塘村西南路","大塘村西南路","无迁移","无","点位往东第一个胡同第一根电杆公安电箱取电","不收费","联通","大孙各庄乡村卡口","大孙各庄",116.924819,40.055804000000002,"规范","全向","球机","11.45.16.22",80,"宇视","HIC6621EX22-5CIR","admin","SYdsgz51623","李乔伟、刘宁","15704776243\n15801016989",2]
["10200039","大塘村南路北向南8028","11011380001310015266","大塘村南路","大塘村南路","无迁移","无","点位往东公安电箱取电   113取电","不收费","联通","大孙各庄乡村卡口","大孙各庄",116.927083,40.054367999999997,"规范","南","枪机","11.45.16.19",80,"宇视","HIC5421DE-C","admin","SYdsgz51623","李乔伟、刘宁","15704776243\n15801016989",2]
["10200040","大塘村南路卡口球机8029","11011380001310015319","大塘村南路","大塘村南路","无迁移","无","点位往东公安电箱取电   113取电","不收费","联通","大孙各庄乡村卡口","大孙各庄",116.92719099999999,40.054313,"规范","全向","球机","11.45.16.20",80,"宇视","HIC6621EX22-5CIR","admin","SYdsgz51623","李乔伟、刘宁","15704776243\n15801016989",2]
["10200041","大塘村东侧路卡口北向南8030","11011380001310015371","大塘村东侧路","大塘村东侧路","无迁移","无","点位往东200米路南公安电箱取电","不收费","联通","大孙各庄乡村卡口","大孙各庄",116.927083,40.054367999999997,"规范","南","枪机","11.45.16.15",80,"宇视","HIC5421DE-C","admin","SYdsgz51623","李乔伟、刘宁","15704776243\n15801016989",2]
["10200042","大塘村东侧路卡口南向北8031","11011380001310015420","大塘村东侧路","大塘村东侧路","无迁移","无","点位往东200米路南公安电箱取电","不收费","联通","大孙各庄乡村卡口","大孙各庄",116.936137,40.060994999999998,"规范","北","枪机","11.45.16.16",80,"宇视","HIC5421DE-C","admin","SYdsgz51623","李乔伟、刘宁","15704776243\n15801016989",2]
["10200043","大塘村东侧路卡口西向东8032","11011380001310015472","大塘村东侧路","大塘村东侧路","无迁移","无","点位往东200米路南公安电箱取电","不收费","联通","大孙各庄乡村卡口","大孙各庄",116.936117,40.061008999999999,"规范","东","枪机","11.45.16.18",80,"宇视","HIC5421DE-C","admin","SYdsgz51623","李乔伟、刘宁","15704776243\n15801016989",2]
["10200044","大塘村东侧路卡口球机8033","11011380001310015521","大塘村东侧路","大塘村东侧路","无迁移","无","点位往东200米路南公安电箱取电","不收费","联通","大孙各庄乡村卡口","大孙各庄",116.93620900000001,40.060991999999999,"规范","全向","球机","11.45.16.17",80,"宇视","HIC6621EX22-5CIR","admin","SYdsgz51623","李乔伟、刘宁","15704776243\n15801016989",2]
["10200045","老公庄村西南路卡口东向西8034","11011380001310015573","老公庄村西南路","老公庄村西南路","无迁移","无","点位往东200米处公安电箱取电","不收费","联通","大孙各庄乡村卡口","大孙各庄",116.946482,40.059815,"规范","西","枪机","11.45.16.49",80,"宇视","HIC5421DE-C","admin","SYdsgz51623","李乔伟、刘宁","15704776243\n15801016989",2]
["10200046","老公庄村西南路卡口球机8035","11011380001310015626","老公庄村西南路","老公庄村西南路","无迁移","无","点位往东200米处公安电箱取电","不收费","联通","大孙各庄乡村卡口","大孙各庄",116.94689200000001,40.059787,"规范","全向","球机","11.45.16.50",80,"宇视","HIC6621EX22-5CIR","admin","SYdsgz51623","李乔伟、刘宁","15704776243\n15801016989",2]
["10200047","老公庄村南路卡口北向南8036","11011380001310015675","老公庄村南路","老公庄村南路","无迁移","无","点位往东公安电箱取电","不收费","联通","大孙各庄乡村卡口","大孙各庄",116.95019600000001,40.060312000000003,"规范","南","枪机","11.45.16.47",80,"宇视","HIC5421DE-C","admin","SYdsgz51623","李乔伟、刘宁","15704776243\n15801016989",2]
["10200048","老公庄村南路卡口东向西8037","11011380001310015727","老公庄村南路","老公庄村南路","无迁移","无","点位往东公安电箱取电","不收费","联通","大孙各庄乡村卡口","大孙各庄",116.950232,40.060395,"规范","西","枪机","11.45.16.46",80,"宇视","HIC5421DE-C","admin","SYdsgz51623","李乔伟、刘宁","15704776243\n15801016989",2]
["10200049","老公庄村南路卡口球机8038","11011380001310015776","老公庄村南路","老公庄村南路","无迁移","无","点位往东公安电箱取电","不收费","联通","大孙各庄乡村卡口","大孙各庄",116.95026799999999,40.060338999999999,"规范","全向","球机","11.45.16.48",80,"宇视","HIC6621EX22-5CIR","admin","SYdsgz51623","李乔伟、刘宁","15704776243\n15801016989",2]
["10200050","大坝洼庄南路卡口北向南8052","11011380001310015828","大坝洼庄南路","大坝洼庄南路","无迁移","无","杆下往西公安电箱取电","不收费","联通","大孙各庄乡村卡口","大孙各庄",116.951418,40.054568000000003,"规范","南","枪机","11.45.16.12",80,"宇视","HIC5421DE-C","admin","SYdsgz51623","李乔伟、刘宁","15704776243\n15801016989",2]
["10200051","大坝洼庄南路卡口东向西8053","11011380001310015880","大坝洼庄南路","大坝洼庄南路","无迁移","无","杆下往西公安电箱取电","不收费","联通","大孙各庄乡村卡口","大孙各庄",116.951561,40.054568000000003,"规范","西","枪机","11.45.16.11",80,"宇视","HIC5421DE-C","admin","SYdsgz51623","李乔伟、刘宁","15704776243\n15801016989",2]
["10200052","大坝洼庄南路卡口球机8054","11011380001310015929","大坝洼庄南路","大坝洼庄南路","无迁移","无","杆下往西公安电箱取电","不收费","联通","大孙各庄乡村卡口","大孙各庄",116.95149499999999,40.054457999999997,"规范","全向","球机","11.45.16.14",80,"宇视","HIC6621EX22-5CIR","admin","SYdsgz51623","李乔伟、刘宁","15704776243\n15801016989",2]
["10200053","小坝洼村南路卡口北向南8039","11011380001310015982","小坝洼村南路","小坝洼村南路","无迁移","无","点位旁边113电箱取电","113电箱","联通","大孙各庄乡村卡口","大孙各庄",116.962521,40.058737999999998,"规范","南","枪机","11.45.16.44",80,"宇视","HIC5421DE-C","admin","SYdsgz51623","李乔伟、刘宁","15704776243\n15801016989",2]
["10200054","小坝洼村南路卡口球机8040","11011380001310016031","小坝洼村南路","小坝洼村南路","无迁移","无","点位旁边113电箱取电","113电箱","联通","大孙各庄乡村卡口","大孙各庄",116.96244900000001,40.058737999999998,"规范","全向","球机","11.45.16.45",80,"宇视","HIC6621EX22-5CIR","admin","SYdsgz51623","李乔伟、刘宁","15704776243\n15801016989",2]
["10200055","小坝洼村东路卡口东向西8055","11011380001310016083","小坝洼村东路","小坝洼村东路","无迁移","无","点位西侧200米处路口公安电箱取电","电卡缴费","联通","大孙各庄乡村卡口","大孙各庄",116.96431699999999,40.059345,"规范","西","枪机","11.45.16.41",80,"宇视","HIC5421DE-C","admin","SYdsgz51623","李乔伟、刘宁","15704776243\n15801016989",2]
["10200056","小坝洼村东路卡口西向东8056","11011380001310016135","小坝洼村东路","小坝洼村东路","无迁移","无","点位西侧200米处路口公安电箱取电","电卡缴费","联通","大孙各庄乡村卡口","大孙各庄",116.946174,40.059350000000002,"不规范","东","枪机","11.45.16.43",80,"宇视","HIC5421DE-C","admin","SYdsgz51623","李乔伟、刘宁","15704776243\n15801016989",2]
["10200057","小坝洼村东路卡口球机8057","11011380001310016184","小坝洼村东路","小坝洼村东路","无迁移","无","点位西侧200米处路口公安电箱取电","电卡缴费","联通","大孙各庄乡村卡口","大孙各庄",116.946225,40.059125000000002,"规范","全向","球机","11.45.16.42",80,"宇视","HIC6621EX22-5CIR","admin","SYdsgz51623","李乔伟、刘宁","15704776243\n15801016989",2]
["10200058","大洛炮村西南路卡口球机","11011380001310019696","大洛炮村西南路卡口","大洛炮村西南路","无迁移","无","点位往北第一根电杆电表取电","电卡缴费","联通","大孙各庄乡村卡口","大孙各庄",116.875349,40.054265000000001,"规范","全向","球机","11.45.16.28",80,"宇视","HIC6621EX22-5CIR","admin","SYdsgz51623","李乔伟、刘宁","15704776243\n15801016989",2]
["10200059","马庄东检查站往河东界走50米东向西","11011372001310016715","马庄东新检查站","马庄东新检查站","无迁移","无",null,null,"联通","北务查控防线","北务",116.815212,40.035648999999999,"规范","西","枪机","11.42.95.86",80,"海康威视","DS-2DF8236I5","admin","SYbw51617","李乔伟、刘宁","15704776243\n15801016989",2]
["10200060","马庄东口检查站远端南向北","11011372001310016666","马庄东新检查站","马庄东新检查站","无迁移","无",null,null,"联通","北务查控防线","北务",116.815212,40.035648999999999,"规范","西","枪机","11.42.95.87",80,"海康威视","DS-2CD2820F","admin","SYbw51617","李乔伟、刘宁","15704776243\n15801016989",2]
["10200061","大田各庄西南侧路球机","11011380001310014362","大田各庄西南侧路","大田各庄西南侧路","无迁移","无",null,null,"联通","大孙各庄查控防线","大孙各庄",116.890962,40.053913999999999,"规范","全向","球机","11.45.16.193",80,"海康威视","DS-2DF8236I5","admin","SYdsgz51623","李乔伟、刘宁","15704776243\n15801016989",2]
["10200062","大田各庄西南侧路南向北","11011380001310014415","大田各庄西南侧路","大田各庄西南侧路","无迁移","无",null,null,"联通","大孙各庄查控防线","大孙各庄",116.890962,40.053913999999999,"规范","北","枪机","11.45.16.194",80,"海康威视","DS-2CD2820F","admin","SYdsgz51623","李乔伟、刘宁","15704776243\n15801016989",2]
["10200063","大石各庄西南路球机","11011380001310014464","大石各庄西南路","大石各庄西南路","无迁移","无",null,null,"联通","大孙各庄查控防线","大孙各庄",116.907509,40.058767000000003,"规范","全向","球机","11.45.16.195",80,"海康威视","DS-2DF8236I5","admin","SYdsgz51623","李乔伟、刘宁","15704776243\n15801016989",2]
["10200064","大石各庄西南路西向东","11011380001310014516","大石各庄西南路","大石各庄西南路","无迁移","无",null,null,"联通","大孙各庄查控防线","大孙各庄",116.907509,40.058767000000003,"规范","南","枪机","11.45.16.196",80,"海康威视","DS-2CD2820F","admin","SYdsgz51623","李乔伟、刘宁","15704776243\n15801016989",2]
["10200065","大塘村北侧路球机","11011380001310014565","大塘村北侧路","大塘村北侧路","无迁移","无",null,null,"联通","大孙各庄查控防线","大孙各庄",116.925151,40.059173999999999,"规范","全向","球机","11.45.16.197",80,"海康威视","DS-2DF8236I5","admin","SYdsgz51623","李乔伟、刘宁","15704776243\n15801016989",2]
["10200066","大塘村北侧路西向东","11011380001310014617","大塘村北侧路","大塘村北侧路","无迁移","无",null,null,"联通","大孙各庄查控防线","大孙各庄",116.925151,40.059173999999999,{"$f":"IF(AND(LEN(M67)-FIND(\".\",M67&\".\")>5,LEN(N67)-FIND(\".\",N67&\".\")>5),\"规范\",\"不规范\")","v":"规范"},"南","枪机","11.45.16.198",80,"海康威视","DS-2CD2820F","admin","SYdsgz51623","李乔伟、刘宁","15704776243\n15801016989",2]
["10200067","龙庭候村西南侧路球机","11011380001310014669","龙庭候村西南侧路","龙庭候村西南侧路","无迁移","无",null,null,"联通","大孙各庄查控防线","大孙各庄",116.941536,40.061731999999999,"规范","全向","球机","11.45.16.199",80,"海康威视","DS-2DF8236I5","admin","SYdsgz51623","李乔伟、刘宁","15704776243\n15801016989",2]
["10200068","龙庭候村西南侧路南向北","11011380001310014718","龙庭候村西南侧路","龙庭候村西南侧路","无迁移","无",null,null,"联通","大孙各庄查控防线","大孙各庄",116.941536,40.061731999999999,"规范","北","枪机","11.45.16.200",80,"海康威视","DS-2CD2820F","admin","SYdsgz51623","李乔伟、刘宁","15704776243\n15801016989",2]
["10200069","右堤路民生小区东北角路口球机","15061010001310018201","右堤路民生小区东北角路口","民生小区东北角丁字路口右堤路东侧","无迁移","无","点位北侧300米处路灯箱变压器取电","无","联通","右堤路","马坡",116.666388888889,40.163333333333298,"规范","全向","球机","11.43.49.16",80,"海康威视","DS-2DF7286-A","admin","SYmp51590","李乔伟、刘宁","15704776243\n15801016989",2]
["10200070","右堤路龙苑别墅东南角路口球机","15061010001310019573","右堤路龙苑别墅东南角路口","龙苑别墅东南角丁字路口东面","无迁移","无","点位往北300米处龙苑北街与右堤路交口路灯箱变压器取电","无","联通","右堤路","马坡",116.662777777778,40.156111111111102,"规范","全向","球机","11.43.49.20",80,"海康威视","DS-2DF7286-A","admin","SYmp51590","李乔伟、刘宁","15704776243\n15801016989",2]
["10200071","右堤路与外环路东延路口球机","15061010001310011517","右堤路与外环路东延路口","外环路向东延伸与右堤路交口路东","无迁移","无","点位路口东南角红绿灯电箱取电","无","联通","右堤路","马坡",116.658333333333,40.147222222222197,"规范","全向","球机","11.43.49.25",80,"海康威视","DS-2DF7286-A","admin","SYmp51590","李乔伟、刘宁","15704776243\n15801016989",2]
["10200072","右堤路和谐广场路口球机","15061010001310015076","右堤路和谐广场路口","右堤路和谐广场路口东南角向南10米","无迁移","无","点位路口东南角红雪亮杆上取电","无","联通","右堤路","马坡",116.658888888889,40.142777777777802,"规范","全向","球机","11.43.49.27",80,"海康威视","DS-2DF7286-A","admin","SYmp51590","李乔伟、刘宁","15704776243\n15801016989",2]
["10200073","坤安路与顺丰大街路口西向东","15061010001310018414","坤安路与顺丰大街路口","坤安路与顺丰大街交口路北","无迁移","无","点位红绿灯路口西南角矮一点白色电箱取电","无","联通","坤安路","马坡",116.661111111111,40.185555555555602,"规范","东","枪机","11.43.49.28",80,"海康威视","DS-2CD4026FWD","admin","SYmp51590","李乔伟、刘宁","15704776243\n15801016989",2]
["10200074","坤安路与顺丰大街路口球机","15061010001310018242","坤安路与顺丰大街路口","坤安路与顺丰大街交口路北","无迁移","无","点位红绿灯路口西南角矮一点白色电箱取电","无","联通","坤安路","马坡",116.661111111111,40.185555555555602,"规范","全向","球机","11.43.49.30",80,"海康威视","DS-2DF7286-A","admin","SYmp51590","李乔伟、刘宁","15704776243\n15801016989",2]
["10200075","鲁能7号院北门西向东","15061010001310016033","鲁能7号院北门","鲁能7号院北门东20米路南","无迁移","无","7号院北门门卫室取电","后期可能收费","联通","坤安路","马坡",116.657222222222,40.1816666666667,"规范","东","枪机","11.43.49.31",80,"海康威视","DS-2CD4026FWD","admin","SYmp51590","李乔伟、刘宁","15704776243\n15801016989",2]
["10200076","鲁能7号院北门球机","15061010001310018560","鲁能7号院北门","鲁能7号院北门东20米路南","无迁移","无","7号院北门门卫室取电","后期可能收费","联通","坤安路","马坡",116.657222222222,40.1816666666667,"规范","全向","球机","11.43.49.32",80,"海康威视","DS-2DF7286-A","admin","SYmp51590","李乔伟、刘宁","15704776243\n15801016989",2]
["10200077","坤安路与顺兴街路口北向南","15061010001310014209","坤安路与顺兴街路口","坤安路与顺兴路交口西南角","无迁移","无","点位往西10米红绿灯电箱取电","无","联通","坤安路","马坡",116.660833333333,40.181944444444397,"规范","南","枪机","11.43.49.33",80,"海康威视","DS-2CD4026FWD","admin","SYmp51590","李乔伟、刘宁","15704776243\n15801016989",2]
["10200078","坤安路与顺兴街路口球机","15061010001310014678","坤安路与顺兴街路口","坤安路与顺兴路交口西南角","无迁移","无","点位往西10米红绿灯电箱取电","无","联通","坤安路","马坡",116.660833333333,40.181944444444397,"规范","全向","球机","11.43.49.34",80,"海康威视","DS-2DF7286-A","admin","SYmp51590","李乔伟、刘宁","15704776243\n15801016989",2]
["10200079","顺恒北街金宝城北口","15061010001310016342","顺恒北街金宝城北口","金宝城北出口与顺恒北街交口西南角","无迁移","无","点位东侧300米处红绿灯路口西南角电箱取电","无","联通","坤安路","马坡",116.655277777778,40.178333333333299,"规范","东","枪机","11.43.49.35",80,"海康威视","DS-2CD4026FWD","admin","SYmp51590","李乔伟、刘宁","15704776243\n15801016989",2]
["10200080","顺恒北街金宝城北口球机","15061010001310011981","顺恒北街金宝城北口","金宝城北出口与顺恒北街交口西南角","无迁移","无","点位东侧300米处红绿灯路口西南角电箱取电","无","联通","坤安路","马坡",116.655277777778,40.178333333333299,"规范","全向","球机","11.43.49.36",80,"海康威视","DS-2DF7286-A","admin","SYmp51590","李乔伟、刘宁","15704776243\n15801016989",2]
["10200081","坤安路与顺恒北街路口西向东","15061011001310010764","坤安路与顺恒北街路口","顺恒北街与坤安路交口西南角","无迁移","无","点位南侧10米处红绿灯电箱取电","无","联通","坤安路","马坡",116.66100483551,40.178186291145003,"规范","东","枪机","11.43.49.37",80,"海康威视","DS-2CD4026FWD","admin","SYmp51590","李乔伟、刘宁","15704776243\n15801016989",2]
["10200082","坤安路与顺恒北街路口球机","15061011001310014493","坤安路与顺恒北街路口","顺恒北街与坤安路交口西南角","无迁移","无","点位南侧10米处红绿灯电箱取电","无","联通","坤安路","马坡",116.660833333333,40.178055555555602,"规范","全向","球机","11.43.49.38",80,"海康威视","DS-2DF7286-A","admin","SYmp51590","李乔伟、刘宁","15704776243\n15801016989",2]
["10200083","顺通路与113乡道路口北向南","15061011001310011602","顺通路与113乡道路口","西丰乐村西113乡道与通顺路交口往北10米路西","无迁移","无","点位往南10米路西红绿灯电箱取电","无","联通","顺通路","马坡",116.654166666667,40.1880555555556,"规范","南","枪机","11.43.49.41",80,"海康威视","DS-2CD4026FWD","admin","SYmp51590","李乔伟、刘宁","15704776243\n15801016989",2]
["10200084","顺通路与113乡道路口球机","15061011001310016031","顺通路与113乡道路口","西丰乐村西113乡道与通顺路交口往北10米路西","无迁移","无","点位往南10米路西红绿灯电箱取电","无","联通","顺通路","马坡",116.654166666667,40.1880555555556,"规范","全向","球机","11.43.49.42",80,"海康威视","DS-2DF7286-A","admin","SYmp51590","李乔伟、刘宁","15704776243\n15801016989",2]
["10200085","顺通路与外环路路口东向西","15061011001310015865","顺通路与外环路路口","外环路与通顺路交口西北角向西10米","无迁移","无","点位路口西南角红绿灯电箱取电","无","联通","顺通路","马坡",116.65597622999999,40.148742560000002,"规范","西","枪机","11.43.49.53",80,"海康威视","DS-2CD4026FWD","admin","SYmp51590","李乔伟、刘宁","15704776243\n15801016989",2]
["10200086","顺通路与外环路路口球机","15061011001310010990","顺通路与外环路路口","外环路与通顺路交口西北角向西10米","无迁移","无","点位路口西南角红绿灯电箱取电","无","联通","顺通路","马坡",116.66281411,40.154678220000001,"规范","全向","球机","11.43.49.21",80,"海康威视","DS-2DF7286-A","admin","SYmp51590","李乔伟、刘宁","15704776243\n15801016989",2]
["10200087","乾安路与顺丰大街路口东向西","15061011001310011105","乾安路与顺丰大街路口","顺丰大街与乾安路交口路北","无迁移","无","点位路口红绿灯电箱取电","无","联通","乾安路","马坡",116.646666666667,40.168611111111098,"规范","西","枪机","11.43.49.60",80,"海康威视","DS-2CD4026FWD","admin","SYmp51590","李乔伟、刘宁","15704776243\n15801016989",2]
["10200088","乾安路与顺丰大街路口西向东","15061011001310013172","乾安路与顺丰大街路口","顺丰大街与乾安路交口路北","无迁移","无","点位路口红绿灯电箱取电","无","联通","乾安路","马坡",116.646666666667,40.168611111111098,"规范","东","枪机","11.43.49.61",80,"海康威视","DS-2CD4026FWD","admin","SYmp51590","李乔伟、刘宁","15704776243\n15801016989",2]
["10200089","乾安路与顺兴街路口西向东","15061011001310019738","乾安路与顺兴街路口","顺兴街与乾安路交口东南角向东5米","无迁移","无","点位路口红绿灯电箱取电","无","联通","乾安路","马坡",116.659217,40.189467,"规范","东","枪机","11.43.49.63",80,"海康威视","DS-2CD4026FWD","admin","SYmp51590","李乔伟、刘宁","15704776243\n15801016989",2]
["10200090","乾安路与顺兴街路口球机","15061011001310012984","乾安路与顺兴街路口","顺兴街与乾安路交口东南角向东5米","无迁移","无","点位路口红绿灯电箱取电","无","联通","乾安路","马坡",116.659217,40.189467,"规范","全向","球机","11.43.49.64",80,"海康威视","DS-2DF7286-A","admin","SYmp51590","李乔伟、刘宁","15704776243\n15801016989",2]
["10200091","合景香悦四季西门北向南","15061011001310012015","合景香悦四季西门","合景香悦四季西门北","无迁移","无","香悦四季东区门卫取电","从未收过费","联通","乾安路","马坡",116.646666666667,40.180277777777803,"规范","南","枪机","11.43.49.65",80,"海康威视","DS-2CD4026FWD","admin","SYmp51590","李乔伟、刘宁","15704776243\n15801016989",2]
["10200092","合景香悦四季西门北球机","15061011001310017009","合景香悦四季西门","合景香悦四季西门北","无迁移","无","香悦四季东区门卫取电","从未收过费","联通","乾安路","马坡",116.646666666667,40.180277777777803,"规范","全向","球机","11.43.49.66",80,"海康威视","DS-2DF7286-A","admin","SYmp51590","李乔伟、刘宁","15704776243\n15801016989",2]
["10200093","顺恒北街顺义15中学门口北向南","15061011001310011973","顺恒北街顺义15中学门口","顺恒北街顺义十五中学门口西北绿化带中","无迁移","无","学校门卫取电，无电表，","前期未交过费，后期可能收费","联通","乾安路","马坡",116.64076488627001,40.178000682281997,"规范","南","枪机","11.43.49.69",80,"海康威视","DS-2CD4026FWD","admin","SYmp51590","李乔伟、刘宁","15704776243\n15801016989",2]
["10200094","顺恒北街顺义15中学门口球机","15061011001310017359","顺恒北街顺义15中学门口","顺恒北街顺义十五中学门口西北绿化带中","无迁移","无","学校门卫取电，无电表，","前期未交过费，后期可能收费","联通","乾安路","马坡",116.64055555555601,40.178055555555602,"规范","全向","球机","11.43.49.70",80,"海康威视","DS-2DF7286-A","admin","SYmp51590","李乔伟、刘宁","15704776243\n15801016989",2]
["10200095","乾安路与顺恒北街路口北向南","15061011001310018071","乾安路与顺恒北街路口","顺恒北街与乾安路交口东南角向东5米","无迁移","无","顺恒北街与乾安路交口红绿灯电箱取电","无","联通","乾安路","马坡",116.647222222222,40.178055555555602,"规范","南","枪机","11.43.49.206",80,"海康威视","DS-2CD4026FWD","admin","SYmp51590","李乔伟、刘宁","15704776243\n15801016989",2]
["10200096","乾安路与顺恒北街路口球机","15061011001310018191","乾安路与顺恒北街路口","顺恒北街与乾安路交口东南角向东5米","无迁移","无","顺恒北街与乾安路交口红绿灯电箱取电","无","联通","乾安路","马坡",116.647222222222,40.178055555555602,"规范","全向","球机","11.43.49.207",80,"海康威视","DS-2DF7286-A","admin","SYmp51590","李乔伟、刘宁","15704776243\n15801016989",2]
["10200097","马坡花园二区西门北向南","15061011001310018172","马坡花园二区西门","马坡花园二区西门马路对面","无迁移","无","顺恒北街与乾安路交口红绿灯电箱取电","无","联通","乾安路","马坡",116.646666666667,40.176111111111098,"规范","南","枪机","11.43.49.71",80,"海康威视","DS-2CD4026FWD","admin","SYmp51590","李乔伟、刘宁","15704776243\n15801016989",2]
["10200098","马坡花园二区西门南向北","15061011001310018618","马坡花园二区西门","马坡花园二区西门马路对面","无迁移","无","顺恒北街与乾安路交口红绿灯电箱取电","无","联通","乾安路","马坡",116.646666666667,40.176111111111098,"规范","北","枪机","11.43.49.72",80,"海康威视","DS-2CD4026FWD","admin","SYmp51590","李乔伟、刘宁","15704776243\n15801016989",2]
["10200099","马坡花园二区西门球机","15061011001310012935","马坡花园二区西门","马坡花园二区西门马路对面","无迁移","无","顺恒北街与乾安路交口红绿灯电箱取电","无","联通","乾安路","马坡",116.646666666667,40.176111111111098,"规范","全向","球机","11.43.49.73",80,"海康威视","DS-2DF7286-A","admin","SYmp51590","李乔伟、刘宁","15704776243\n15801016989",2]
["10200100","顺恒南街泰和宜园南门北向南","15061012001310018975","顺恒南街泰和宜园南门","顺恒南街泰和宜园南门对面，佳和宜园北门西北角","无迁移","无","佳和宜园门卫取电","物业缴费有卡","联通","乾安路","马坡",116.641388888889,40.174722222222201,"规范","南","枪机","11.43.49.78",80,"海康威视","DS-2CD4026FWD","admin","SYmp51590","李乔伟、刘宁","15704776243\n15801016989",2]
["10200101","顺恒南街泰和宜园南门南向北","15061012001310016635","顺恒南街泰和宜园南门","顺恒南街泰和宜园南门对面，佳和宜园北门西北角","无迁移","无","佳和宜园门卫取电","物业缴费有卡","联通","乾安路","马坡",116.641388888889,40.174722222222201,"规范","北","枪机","11.43.49.79",80,"海康威视","DS-2CD4026FWD","admin","SYmp51590","李乔伟、刘宁","15704776243\n15801016989",2]
["10200102","顺恒南街泰和宜园南门球机","15061012001310011932","顺恒南街泰和宜园南门","顺恒南街泰和宜园南门对面，佳和宜园北门西北角","无迁移","无","佳和宜园门卫取电","物业缴费有卡","联通","乾安路","马坡",116.64153736246,40.174567454742999,"规范","全向","球机","11.43.49.80",80,"海康威视","DS-2DF7286-A","admin","SYmp51590","李乔伟、刘宁","15704776243\n15801016989",2]
["10200103","乾安路与顺恒南街路口南向北","15061012001310013858","乾安路与顺恒南街路口","马坡花园二区西南","无迁移","无","顺恒南大街与乾安路交口红绿灯电箱取电","无","联通","乾安路","马坡",116.64638888888901,40.1736111111111,"规范","北","枪机","11.43.49.74",80,"海康威视","DS-2CD4026FWD","admin","SYmp51590","李乔伟、刘宁","15704776243\n15801016989",2]
["10200104","乾安路与顺恒南街路口北向南","15061012001310011962","乾安路与顺恒南街路口","马坡花园二区西南","无迁移","无","顺恒南大街与乾安路交口红绿灯电箱取电","无","联通","乾安路","马坡",116.64638888888901,40.1736111111111,"规范","南","枪机","11.43.49.75",80,"海康威视","DS-2CD4026FWD","admin","SYmp51590","李乔伟、刘宁","15704776243\n15801016989",2]
["10200105","乾安路与顺恒南街路口西向东","15061012001310010025","乾安路与顺恒南街路口","马坡花园二区西南","无迁移","无","顺恒南大街与乾安路交口红绿灯电箱取电","无","联通","乾安路","马坡",116.64638888888901,40.1736111111111,"规范","东","枪机","11.43.49.76",80,"海康威视","DS-2CD4026FWD","admin","SYmp51590","李乔伟、刘宁","15704776243\n15801016989",2]
["10200106","乾安路与顺恒南街路口球机","15061012001310019140","乾安路与顺恒南街路口","马坡花园二区西南","无迁移","无","顺恒南大街与乾安路交口红绿灯电箱取电","无","联通","乾安路","马坡",116.64638888888901,40.1736111111111,"规范","全向","球机","11.43.49.77",80,"海康威视","DS-2DF7286-A","admin","SYmp51590","李乔伟、刘宁","15704776243\n15801016989",2]
["10200107","乾安路农商银行北向南","15061012001310019147","乾安路农商银行","乾安路与顺恒南街交口往南50米路西鑫海餐厅门口绿化带中","无迁移","无","乾安路与顺恒南街交口红绿灯电箱取电","无","联通","乾安路","马坡",116.64638888888901,40.174722222222201,"规范","南","枪机","11.43.49.81",80,"海康威视","DS-2CD4026FWD","admin","SYmp51590","李乔伟、刘宁","15704776243\n15801016989",2]
["10200108","乾安路农商银行一号球机","15061012001310019468","乾安路农商银行一号","乾安路与顺恒南街交口往南50米路西鑫海餐厅门口绿化带中","无迁移","无","乾安路与顺恒南街交口红绿灯电箱取电","无","联通","乾安路","马坡",116.64638888888901,40.174722222222201,"规范","全向","球机","11.43.49.83",80,"海康威视","DS-2DF7286-A","admin","SYmp51590","李乔伟、刘宁","15704776243\n15801016989",2]
["10200109","右堤路与西丰乐村东路路口东向西","15061012001310010445","右堤路与西丰乐村东路路口","西丰乐村东路与右堤路交口西南角","无迁移","无","村拆",null,"联通","右堤路","马坡",116.661944444444,40.193611111111103,"规范","西","枪机","11.43.49.1",80,"海康威视","DS-2CD4026FWD","admin","SYmp51590","李乔伟、刘宁","15704776243\n15801016989",2]
["10200110","右堤路与顺丰大街路口北向南","15061012001310011595","右堤路与顺丰大街路口","右堤路与顺丰大街交口路东","无迁移","无","点位路口西南角红绿灯电箱取电","无","联通","右堤路","马坡",116.666666666667,40.185555555555602,"规范","南","枪机","11.43.49.3",80,"海康威视","DS-2CD4026FWD","admin","SYmp51590","李乔伟、刘宁","15704776243\n15801016989",2]
["10200111","右堤路与顺丰大街路口南向北","15061012001310013963","右堤路与顺丰大街路口","右堤路与顺丰大街交口路东","无迁移","无","点位路口西南角红绿灯电箱取电","无","联通","右堤路","马坡",116.666666666667,40.185555555555602,"规范","北","枪机","11.43.49.4",80,"海康威视","DS-2CD4026FWD","admin","SYmp51590","李乔伟、刘宁","15704776243\n15801016989",2]
["10200112","右堤路与顺丰大街路口球机","15061012001310016827","右堤路与顺丰大街路口","右堤路与顺丰大街交口路东","无迁移","无","点位路口西南角红绿灯电箱取电","无","联通","右堤路","马坡",116.666666666667,40.185555555555602,"规范","全向","球机","11.43.49.5",80,"海康威视","DS-2DF7286-A","admin","SYmp51590","李乔伟、刘宁","15704776243\n15801016989",2]
["10200113","右堤路与白马路路口西北角南向北","15061012001310011058","右堤路与白马路路口西北角","白马路与右堤路交口西北角向北20米","无迁移","无","点位路口西北角向西10米处没有字比较矮白色电箱取电","无","联通","右堤路","马坡",116.667777777778,40.170277777777798,"规范","北","枪机","11.43.49.11",80,"海康威视","DS-2CD4026FWD","admin","SYmp51590","李乔伟、刘宁","15704776243\n15801016989",2]
["10200114","右堤路与白马路路口东南角东向西","15061012001310011340","右堤路与白马路路口东南角","白马路与右堤路交口东南角向东20米","无迁移","无","点位路口西北角向西10米处没有字比较矮白色电箱取电","无","联通","右堤路","马坡",116.66861111111101,40.169166666666698,"规范","西","枪机","11.43.49.13",80,"海康威视","DS-2CD4026FWD","admin","SYmp51590","李乔伟、刘宁","15704776243\n15801016989",2]
["10200115","右堤路与白马路路口东南角球机","15061012001310014655","右堤路与白马路路口东南角","白马路与右堤路交口东南角向东20米","无迁移","无","点位路口西北角向西10米处没有字比较矮白色电箱取电","无","联通","右堤路","马坡",116.66861111111101,40.169166666666698,"规范","全向","球机","11.43.49.14",80,"海康威视","DS-2DF7286-A","admin","SYmp51590","李乔伟、刘宁","15704776243\n15801016989",2]
["10200116","右堤路民生小区东北角路口北向南","15061012001310012575","右堤路民生小区东北角路口","民生小区东北角丁字路口右堤路东侧","无迁移","无","点位北侧300米处路灯箱变压器取电","无","联通","右堤路","马坡",116.666388888889,40.163333333333298,"规范","南","枪机","11.43.49.15",80,"海康威视","DS-2CD4026FWD","admin","SYmp51590","李乔伟、刘宁","15704776243\n15801016989",2]
["10200117","右堤路与龙苑北街路口南向北","15061012001310012540","右堤路与龙苑北街路口","龙苑北街与右堤路交口路东","无迁移","无","点位往北20米处大号路灯箱变压器取电","无","联通","右堤路","马坡",116.66388888888901,40.158333333333303,"规范","北","枪机","11.43.49.17",80,"海康威视","DS-2CD4026FWD","admin","SYmp51590","李乔伟、刘宁","15704776243\n15801016989",2]
["10200118","右堤路与龙苑北街路口球机","15061012001310011941","右堤路与龙苑北街路口","龙苑北街与右堤路交口路东","无迁移","无","点位往北21米处大号路灯箱变压器取电","无","联通","右堤路","马坡",116.66388888888901,40.158333333333303,"规范","全向","球机","11.43.49.18",80,"海康威视","DS-2DF7286-A","admin","SYmp51590","李乔伟、刘宁","15704776243\n15801016989",2]
["10200119","右堤路与外环路东延路口北向南","15061012001310010547","右堤路与外环路东延路口","外环路向东延伸与右堤路交口路东","无迁移","无","点位路口东南角红绿灯电箱取电","无","联通","右堤路","马坡",116.658333333333,40.147222222222197,"规范","南","枪机","11.43.49.24",80,"海康威视","DS-2CD4026FWD","admin","SYmp51590","李乔伟、刘宁","15704776243\n15801016989",2]
["10200120","右堤路和谐广场路口北向南","15061012001310011453","右堤路和谐广场路口","右堤路和谐广场路口东南角向南10米","无迁移","无","点位路口东南角红雪亮杆上取电","无","联通","右堤路","马坡",116.658888888889,40.142777777777802,"规范","南","枪机","11.43.49.26",80,"海康威视","DS-2CD4026FWD","admin","SYmp51590","李乔伟、刘宁","15704776243\n15801016989",2]
["10200121","白马路与顺通路路口西南角南向北","15061012001310018991","白马路与顺通路路口西南角","白马路与通顺路交口西南角","无迁移","无","点位路口西北角红绿灯电箱取电","无","联通","白马路","马坡",116.653611111111,40.168611111111098,"规范","北","枪机","11.43.49.138",80,"海康威视","DS-2CD4026FWD","admin","SYmp51590","李乔伟、刘宁","15704776243\n15801016989",2]
["10200122","白马路与顺通路路口西南角球机","15061012001310011300","白马路与顺通路路口西南角","白马路与通顺路交口西南角","无迁移","无","点位路口西北角红绿灯电箱取电","无","联通","白马路","马坡",116.653611111111,40.168611111111098,"规范","全向","球机","11.43.49.139",80,"海康威视","DS-2DF7286-A","admin","SYmp51590","李乔伟、刘宁","15704776243\n15801016989",2]
["10200123","白马路与顺通路路口东北角西向东","15061012001310013010","白马路与顺通路路口东北角","白马路与通顺路交口东北角","无迁移","无","点位路口西北角红绿灯电箱取电","无","联通","白马路","马坡",116.65111111111101,40.171666666666702,"规范","东","枪机","11.43.49.140",80,"海康威视","DS-2CD4026FWD","admin","SYmp51590","李乔伟、刘宁","15704776243\n15801016989",2]
["10200124","白马路与顺通路路口东北角球机","15061012001310012187","白马路与顺通路路口东北角","白马路与通顺路交口东北角","无迁移","无","点位路口西北角红绿灯电箱取电","无","联通","白马路","马坡",116.65111111111101,40.171666666666702,"规范","全向","球机","11.43.49.141",80,"海康威视","DS-2DF7286-A","admin","SYmp51590","李乔伟、刘宁","15704776243\n15801016989",2]
["10200125","金宝花园酒店南门东向西","15061012001310012709","金宝花园酒店南门","金宝花园酒店南门东侧","无迁移","无","坤安路与白马路交口东北角红绿灯电箱取电","无","联通","白马路","马坡",116.65666666666699,40.169444444444402,"规范","西","枪机","11.43.49.136",80,"海康威视","DS-2CD4026FWD","admin","SYmp51590","李乔伟、刘宁","15704776243\n15801016989",2]
["10200126","金宝花园酒店南门球机","15061012001310015296","金宝花园酒店南门","金宝花园酒店南门东侧","无迁移","无","坤安路与白马路交口东北角红绿灯电箱取电","无","联通","白马路","马坡",116.65666666666699,40.169444444444402,"规范","全向","球机","11.43.49.137",80,"海康威视","DS-2DF7286-A","admin","SYmp51590","李乔伟、刘宁","15704776243\n15801016989",2]
["10200127","白马路与坤安路路口北向南","15061012001310019285","白马路与坤安路路口","坤安路与白马路交口西北角","无迁移","无","点位路口东北角红绿灯电箱取电","无","联通","白马路","马坡",116.660833333333,40.169444444444402,"规范","南","枪机","11.43.49.134",80,"海康威视","DS-2CD4026FWD","admin","SYmp51590","李乔伟、刘宁","15704776243\n15801016989",2]
["10200128","白马路与坤安路路口球机","15061012001310012344","白马路与坤安路路口","坤安路与白马路交口西北角","无迁移","无","点位路口东北角红绿灯电箱取电","无","联通","白马路","马坡",116.660833333333,40.169444444444402,"规范","全向","球机","11.43.49.135",80,"海康威视","DS-2DF7286-A","admin","SYmp51590","李乔伟、刘宁","15704776243\n15801016989",2]
["10200129","金潮玉玛酒店北门东向西","15061012001310018638","金潮玉玛酒店北门","金潮玉玛酒店北门外向西丁字路口路南","无迁移","无","点位向西坤安路口东北角红绿灯电箱取电","无","联通","白马路","马坡",116.663333333333,40.169444444444402,"规范","西","枪机","11.43.49.131",80,"海康威视","DS-2CD4026FWD","admin","SYmp51590","李乔伟、刘宁","15704776243\n15801016989",2]
["10200130","金潮玉玛酒店北门西向东","15061012001310012486","金潮玉玛酒店北门","金潮玉玛酒店北门外向西丁字路口路南","无迁移","无","点位向西坤安路口东北角红绿灯电箱取电","无","联通","白马路","马坡",116.663333333333,40.169444444444402,{"$f":"IF(AND(LEN(M131)-FIND(\".\",M131&\".\")>5,LEN(N131)-FIND(\".\",N131&\".\")>5),\"规范\",\"不规范\")","v":"规范"},"东","枪机","11.43.49.132",80,"海康威视","DS-2CD4026FWD","admin","SYmp51590","李乔伟、刘宁","15704776243\n15801016989",2]
["10200131","金潮玉玛酒店北门球机","15061012001310016758","金潮玉玛酒店北门","金潮玉玛酒店北门外向西丁字路口路南","无迁移","无","点位向西坤安路口东北角红绿灯电箱取电","无","联通","白马路","马坡",116.663333333333,40.169444444444402,"规范","全向","球机","11.43.49.133",80,"海康威视","DS-2DF7286-A","admin","SYmp51590","李乔伟、刘宁","15704776243\n15801016989",2]
["10200132","马坡第二小学门口西向东","15061001001310015194","马坡第二小学门口","马坡第二小学门口往东10米路南","无迁移","无","马卷村南口篮球场旁较高电杆取电","收费","联通","白马路","马坡",116.620127,40.179642999999999,"规范","东","枪机","11.43.49.155",80,"海康威视","DS-2CD4026FWD","admin","SYmp51590","李乔伟、刘宁","15704776243\n15801016989",2]
["10200133","马坡第二小学门口球机","15061001001310013970","马坡第二小学门口","马坡第二小学门口往东10米路南","无迁移","无","马卷村南口篮球场旁较高电杆取电","收费","联通","白马路","马坡",116.620127,40.179642999999999,"规范","全向","球机","11.43.49.156",80,"海康威视","DS-2DF7286-A","admin","SYmp51590","李乔伟、刘宁","15704776243\n15801016989",2]
["10200134","城管马坡分队西向东","15061001001310018958","城管马坡分队","姚店村北城管马坡分队路口路西","无迁移","无","点位往北100米处毛家营村东口村牌内电线杆取电","无","联通","白马路","马坡",116.60828959353999,40.184755557464001,"规范","东","枪机","11.43.49.157",80,"海康威视","DS-2CD4026FWD","admin","SYmp51590","李乔伟、刘宁","15704776243\n15801016989",2]
["10200135","城管马坡分队球机","15061001001310016947","城管马坡分队","姚店村北城管马坡分队路口路西","无迁移","无","点位往北100米处毛家营村东口村牌内电线杆取电","无","联通","白马路","马坡",116.60833250889,40.185034507201998,"规范","全向","球机","11.43.49.158",80,"海康威视","DS-2DF7286-A","admin","SYmp51590","李乔伟、刘宁","15704776243\n15801016989",2]
["10200136","白马路与聚源北路路口北向南","15061001001310016588","白马路与聚源北路路口","马坡第二幼儿园向西与白马路交口西北角","无迁移","无","马卷村南口篮球场旁较高电杆取电","收费","联通","白马路","马坡",116.621416,40.176904,"规范","南","枪机","11.43.49.159",80,"海康威视","DS-2CD4026FWD","admin","SYmp51590","李乔伟、刘宁","15704776243\n15801016989",2]
["10200137","白马路与聚源北路路口球机","15061001001310011164","白马路与聚源北路路口","马坡第二幼儿园向西与白马路交口西北角","无迁移","无","马卷村南口篮球场旁较高电杆取电","收费","联通","白马路","马坡",116.621416,40.176068999999998,"规范","全向","球机","11.43.49.160",80,"海康威视","DS-2DF7286-A","admin","SYmp51590","李乔伟、刘宁","15704776243\n15801016989",2]
["10200138","白马路小中河桥东东向西","15061001001310014052","白马路小中河桥东","白马路小中河桥桥东路南","无迁移","无","点位路口东北角红绿灯电箱取电","无","联通","白马路","马坡",116.615277777778,40.170833333333299,"规范","西","枪机","11.43.49.149",80,"海康威视","DS-2CD4026FWD","admin","SYmp51590","李乔伟、刘宁","15704776243\n15801016989",2]
["10200139","白马路小中河桥东球机","15061001001310017795","白马路小中河桥东","白马路小中河桥桥东路南","无迁移","无","点位路口东北角红绿灯电箱取电","无","联通","白马路","马坡",116.615277777778,40.170833333333299,"规范","全向","球机","11.43.49.150",80,"海康威视","DS-2DF7286-A","admin","SYmp51590","李乔伟、刘宁","15704776243\n15801016989",2]
["10200140","右堤路龙苑别墅东南角路口南向北","15061001001310019379","右堤路龙苑别墅东南角路口","龙苑别墅东南角丁字路口东面","无迁移","无","点位往北300米处龙苑北街与右堤路交口路灯箱变压器取电","无","联通","右堤路","马坡",116.662777777778,40.156111111111102,"规范","北","枪机","11.43.49.19",80,"海康威视","DS-2CD4026FWD","admin","SYmp51590","李乔伟、刘宁","15704776243\n15801016989",2]
["10200141","京密路向前村路口北向南","15061001001310011893","京密路向前村路口","京密路向前村路口向南10米路西","无迁移","无","点位往南红绿灯路口电箱取电","无","联通","京密路","马坡",116.635555555556,40.187777777777796,"规范","南","枪机","11.43.49.92",80,"海康威视","DS-2CD4026FWD","admin","SYmp51590","李乔伟、刘宁","15704776243\n15801016989",2]
["10200142","京密路向前村路口球机","15061001001310013363","京密路向前村路口","京密路向前村路口向南10米路西","无迁移","无","点位往南红绿灯路口电箱取电","无","联通","京密路","马坡",116.635555555556,40.187777777777796,"规范","全向","球机","11.43.49.93",80,"海康威视","DS-2DF7286-A","admin","SYmp51590","李乔伟、刘宁","15704776243\n15801016989",2]
["10200143","京密路马坡桥南中图加油站南向北","15061001001310012186","京密路马坡桥南中图加油站","马坡桥南中图加油站西南角","无迁移","无","点位往南红绿灯路口东北角红绿灯电箱取电","无","联通","京密路","马坡",116.632777777778,40.1666666666667,"规范","北","枪机","11.43.49.105",80,"海康威视","DS-2CD4026FWD","admin","SYmp51590","李乔伟、刘宁","15704776243\n15801016989",2]
["10200144","京密路马坡桥南中图加油站球机","15061001001310015243","京密路马坡桥南中图加油站","马坡桥南中图加油站西南角","无迁移","无","点位往南红绿灯路口东北角红绿灯电箱取电","无","联通","京密路","马坡",116.632777777778,40.1666666666667,"规范","全向","球机","11.43.49.106",80,"海康威视","DS-2DF7286-A","admin","SYmp51590","李乔伟、刘宁","15704776243\n15801016989",2]
["10200145","京密路意大利农场路口南向北","15061001001310013047","京密路意大利农场路口","京密路意大利农场路口南路西","无迁移","无","泥河村村口电杆取电","无","联通","京密路","马坡",116.71472222222199,40.161111111111097,"规范","北","枪机","11.43.49.113",80,"海康威视","DS-2CD4026FWD","admin","SYmp51590","李乔伟、刘宁","15704776243\n15801016989",2]
["10200146","京密路意大利农场路口球机","15061001001310016228","京密路意大利农场路口","京密路意大利农场路口南路西","无迁移","无","泥河村村口电杆取电","无","联通","京密路","马坡",116.71472222222199,40.161111111111097,"规范","全向","球机","11.43.49.114",80,"海康威视","DS-2DF7286-A","admin","SYmp51590","李乔伟、刘宁","15704776243\n15801016989",2]
["10200147","京密路与小中河桥北路路口北向南","15061001001310018463","京密路与小中河桥北路路口","京密路与小中河桥北路西","无迁移","无","点位往西300米处红绿灯路口东北角电箱取电","无","联通","京密路","马坡",116.621944444444,40.158888888888903,"规范","南","枪机","11.43.49.115",80,"海康威视","DS-2CD4026FWD","admin","SYmp51590","李乔伟、刘宁","15704776243\n15801016989",2]
["10200148","京密路小中河桥北路路口球机","15061001001310019662","京密路小中河桥北路路口","京密路与小中河桥北路西","无迁移","无","点位往西300米处红绿灯路口东北角电箱取电","无","联通","京密路","马坡",116.621944444444,40.158888888888903,"规范","全向","球机","11.43.49.116",80,"海康威视","DS-2DF7286-A","admin","SYmp51590","李乔伟、刘宁","15704776243\n15801016989",2]
["10200149","京密路与南陈路路口北向南","15061001001310010068","京密路与南陈路路口","京密路与南陈路交口西北南","无迁移","无","点位红绿灯路口东北角电箱取电","无","联通","京密路","马坡",116.625342,40.162081000000001,"规范","南","枪机","11.43.49.117",80,"海康威视","DS-2CD4026FWD","admin","SYmp51590","李乔伟、刘宁","15704776243\n15801016989",2]
["10200150","京密路与南陈路路口球机","15061001001310010304","京密路与南陈路路口","京密路与南陈路交口西北南","无迁移","无","点位红绿灯路口东北角电箱取电","无","联通","京密路","马坡",116.62535099999999,40.162073999999997,"规范","全向","枪机","11.43.49.118",80,"海康威视","DS-2DF7286-A","admin","SYmp51590","李乔伟、刘宁","15704776243\n15801016989",2]
["10200151","京密路与吉祥路路口北向南","15061001001310010333","京密路与吉祥路路口","京密路与吉祥路交口西南角","无迁移","无","点位往东红绿灯路口东北角电箱取电","无","联通","京密路","马坡",116.61166666666701,40.153888888888901,"规范","南","枪机","11.43.49.119",80,"海康威视","DS-2CD4026FWD","admin","SYmp51590","李乔伟、刘宁","15704776243\n15801016989",2]
["10200152","京密路与吉祥路路口球机","15061001001310011606","京密路与吉祥路路口","京密路与吉祥路交口西南角","无迁移","无","点位往东红绿灯路口东北角电箱取电","无","联通","京密路","马坡",116.61166666666701,40.153888888888901,"规范","全向","球机","11.43.49.120",80,"海康威视","DS-2DF7286-A","admin","SYmp51590","李乔伟、刘宁","15704776243\n15801016989",2]
["10200153","京密路与衙门村安乐路路口北向南","15061001001310017050","京密路与衙门村安乐路路口","京密路与衙门村安乐路交口西南角","无迁移","无","杆下西侧113电箱取电","无","联通","京密路","马坡",116.607777777778,40.1522222222222,"规范","南","枪机","11.43.49.121",80,"海康威视","DS-2CD4026FWD","admin","SYmp51590","李乔伟、刘宁","15704776243\n15801016989",2]
["10200154","京密路与衙门村安乐路路口球机","15061001001310012359","京密路与衙门村安乐路路口","京密路与衙门村安乐路交口西南角","无迁移","无","杆下西侧113电箱取电","无","联通","京密路","马坡",116.607777777778,40.1522222222222,"规范","全向","球机","11.43.49.122",80,"海康威视","DS-2DF7286-A","admin","SYmp51590","李乔伟、刘宁","15704776243\n15801016989",2]
["10200155","白各庄美语学院校门口北向南","15061001001310015974","白各庄美语学院校门口","白各庄美国英语语言学校门前","无迁移","无","点位围墙内电箱取电","前期未缴费，后期可能会收费","联通","京密路","马坡",116.628333333333,40.165833333333303,"规范","南","枪机","11.43.49.111",80,"海康威视","DS-2CD4026FWD","admin","SYmp51590","李乔伟、刘宁","15704776243\n15801016989",2]
["10200156","白各庄美语学院校门口球机","15061001001310010764","白各庄美语学院校门口","白各庄美国英语语言学校门前","无迁移","无","点位围墙内电箱取电","前期未缴费，后期可能会收费","联通","京密路","马坡",116.628333333333,40.165833333333303,"规范","全向","球机","11.43.49.112",80,"海康威视","DS-2DF7286-A","admin","SYmp51590","李乔伟、刘宁","15704776243\n15801016989",2]
["10200157","京密路荆卷汇英街路口北向南","15061004001310014448","京密路荆卷汇英街路口","荆卷汇英街与京密路交口东北角","无迁移","无","村口公厕取电","前期收费，现在不收费，后期可能会收费","联通","京密路","马坡",116.635833333333,40.181944444444397,"规范","南","枪机","11.43.49.94",80,"海康威视","DS-2CD4026FWD","admin","SYmp51590","李乔伟、刘宁","15704776243\n15801016989",2]
["10200158","京密路荆卷汇英街路口球机","15061004001310014022","京密路荆卷汇英街路口","荆卷汇英街与京密路交口东北角","无迁移","无","村口公厕取电","前期收费，现在不收费，后期可能会收费","联通","京密路","马坡",116.635833333333,40.181944444444397,"规范","全向","球机","11.43.49.95",80,"海康威视","DS-2DF7286-A","admin","SYmp51590","李乔伟、刘宁","15704776243\n15801016989",2]
["10200159","京密路与顺恒北街路口南向北","15061004001310015301","京密路与顺恒北街路口","顺恒北街与京密路交口路西","无迁移","无","点位往南100米处村口往西路北侧第一根路灯杆电箱取电","无","联通","京密路","马坡",116.635277777778,40.178055555555602,"规范","北","枪机","11.43.49.96",80,"海康威视","DS-2CD4026FWD","admin","SYmp51590","李乔伟、刘宁","15704776243\n15801016989",2]
["10200160","京密路与顺恒北街路口北向南","15061004001310010261","京密路与顺恒北街路口","顺恒北街与京密路交口路西","无迁移","无","点位往南100米处村口往西路北侧第一根路灯杆电箱取电","无","联通","京密路","马坡",116.635277777778,40.178055555555602,"规范","南","枪机","11.43.49.97",80,"海康威视","DS-2CD4026FWD","admin","SYmp51590","李乔伟、刘宁","15704776243\n15801016989",2]
["10200161","京密路与顺恒北街路口球机","15061004001310017986","京密路与顺恒北街路口","顺恒北街与京密路交口路西","无迁移","无","点位往南100米处村口往西路北侧第一根路灯杆电箱取电","无","联通","京密路","马坡",116.635277777778,40.178055555555602,"规范","全向","球机","11.43.49.98",80,"海康威视","DS-2DF7286-A","admin","SYmp51590","李乔伟、刘宁","15704776243\n15801016989",2]
["10200162","马坡花园一区南门东向西","15061302001310010151","马坡花园一区南门","马坡花园一区门外西南","无迁移","无","马坡派出所","无","联通","白马路","马坡",116.65111111111101,40.171666666666702,"规范","西","枪机","11.43.49.142",80,"海康威视","DS-2CD4026FWD","admin","SYmp51590","李乔伟、刘宁","15704776243\n15801016989",2]
["10200163","马坡花园一区南门北向南","15061302001310014068","马坡花园一区南门","马坡花园一区门外西南","无迁移","无","马坡派出所","无","联通","白马路","马坡",116.65111111111101,40.171666666666702,"规范","南","枪机","11.43.49.143",80,"海康威视","DS-2CD4026FWD","admin","SYmp51590","李乔伟、刘宁","15704776243\n15801016989",2]
["10200164","马坡花园一区南门球机","15061302001310012337","马坡花园一区南门","马坡花园一区门外西南","无迁移","无","马坡派出所","无","联通","白马路","马坡",116.65111111111101,40.171666666666702,"规范","全向","球机","11.43.49.144",80,"海康威视","DS-2DF7286-A","admin","SYmp51590","李乔伟、刘宁","15704776243\n15801016989",2]
["10200165","白马路与乾安路路口西向东","15061303001310010937","白马路与乾安路路口","乾安路与白马路交口东北角向东10米","无迁移","无","点位路口西北角红绿灯电箱取电","无","联通","白马路","马坡",116.646666666667,40.169444444444402,"规范","东","枪机","11.43.49.147",80,"海康威视","DS-2CD4026FWD","admin","SYmp51590","李乔伟、刘宁","15704776243\n15801016989",2]
["10200166","白马路与乾安路路口球机","15061303001310019725","白马路与乾安路路口","乾安路与白马路交口东北角向东10米","无迁移","无","点位路口西北角红绿灯电箱取电","无","联通","白马路","马坡",116.646666666667,40.169444444444402,"规范","全向","球机","11.43.49.148",80,"海康威视","DS-2DF7286-A","admin","SYmp51590","李乔伟、刘宁","15704776243\n15801016989",2]
["10200167","坤安路与顺丰大街路口东向西","15061303001310012061","坤安路与顺丰大街路口","坤安路与顺丰大街交口路北","无迁移","无","点位红绿灯路口西南角矮一点白色电箱取电","无","联通","坤安路","马坡",116.661111111111,40.185555555555602,"规范","西","枪机","11.43.49.29",80,"海康威视","DS-2CD4026FWD","admin","SYmp51590","李乔伟、刘宁","15704776243\n15801016989",2]
["10200168","右堤路潮白河水源地管理所北向南","15061303001310010470","右堤路潮白河水源地管理所","右堤路潮白河水源地管理所出入口南5米","无迁移","无","点位南侧白色变压器取电","无","联通","右堤路","马坡",116.670277777778,40.1794444444444,"规范","南","枪机","11.43.49.9",80,"海康威视","DS-2CD4026FWD","admin","SYmp51590","李乔伟、刘宁","15704776243\n15801016989",2]
["10200169","右堤路潮白河水源地管理所球机","15061303001310011379","右堤路与顺兴街路口","右堤路潮白河水源地管理所出入口南5米","无迁移","无","点位南侧白色变压器取电","无","联通","右堤路","马坡",116.670277777778,40.1794444444444,"规范","全向","球机","11.43.49.10",80,"海康威视","DS-2DF7286-A","admin","SYmp51590","李乔伟、刘宁","15704776243\n15801016989",2]
["10200170","右堤路与顺兴街路口北向南","15061303001310019720","右堤路与顺兴街路口","顺兴街与右堤路交口西南角","无迁移","无","点位往南300米处，右堤路潮白河水源地管理所南侧白色变压器取电","无","联通","右堤路","马坡",116.669166,40.181944000000001,"规范","南","枪机","11.43.49.6",80,"海康威视","DS-2CD4026FWD","admin","SYmp51590","李乔伟、刘宁","15704776243\n15801016989",2]
["10200171","右堤路与顺兴街路口东向西","15061304001310013731","右堤路与顺兴街路口","顺兴街与右堤路交口西南角","无迁移","无","点位往南300米处，右堤路潮白河水源地管理所南侧白色变压器取电","无","联通","右堤路","马坡",116.669166,40.181944000000001,"规范","西","枪机","11.43.49.7",80,"海康威视","DS-2CD4026FWD","admin","SYmp51590","李乔伟、刘宁","15704776243\n15801016989",2]
["10200172","右堤路与顺兴街路口球机","15061304001310014094","右堤路与顺兴街路口","顺兴街与右堤路交口西南角","无迁移","无","点位往南300米处，右堤路潮白河水源地管理所南侧白色变压器取电","无","联通","右堤路","马坡",116.669166666667,40.181944444444397,"规范","全向","球机","11.43.49.8",80,"海康威视","DS-2DF7286-A","admin","SYmp51590","李乔伟、刘宁","15704776243\n15801016989",2]
["10200173","京密路白各庄村口北向南","15061709001310014005","京密路白各庄村口","058乡道与京密路交口东南角","无迁移","无","点位路口东北角红绿灯电箱取电","无","联通","京密路","马坡",116.63138888888901,40.164444444444399,"规范","南","枪机","11.43.49.107",80,"海康威视","DS-2CD4026FWD","admin","SYmp51590","李乔伟、刘宁","15704776243\n15801016989",2]
["10200174","京密路白各庄村口南向北","15061709001310013839","京密路白各庄村口","058乡道与京密路交口东南角","无迁移","无","点位路口东北角红绿灯电箱取电","无","联通","京密路","马坡",116.63138888888901,40.164444444444399,"规范","北","枪机","11.43.49.108",80,"海康威视","DS-2CD4026FWD","admin","SYmp51590","李乔伟、刘宁","15704776243\n15801016989",2]
["10200175","京密路白各庄村口球机","15061709001310011845","京密路白各庄村口","058乡道与京密路交口东南角","无迁移","无","点位路口东北角红绿灯电箱取电","无","联通","京密路","马坡",116.63138888888901,40.164444444444399,"规范","全向","球机","11.43.49.110",80,"海康威视","DS-2DF7286-A","admin","SYmp51590","李乔伟、刘宁","15704776243\n15801016989",2]
["10200176","顺通路减河桥北丁字路口西向东","15061702001310012342","顺通路减河桥北丁字路口","外环路与顺安南路交口向南180米丁字路口路东北角绿化带中","无迁移","无","点位往北180米，外环路与顺通路交口西南角红绿灯电箱取电","无","联通","顺通路","马坡",116.650277777778,40.1452777777778,"规范","东","枪机","11.43.49.58",80,"海康威视","DS-2DF7286-A","admin","SYmp51590","李乔伟、刘宁","15704776243\n15801016989",2]
["10200177","顺通路减河桥北丁字路口球机","15061702001310010144","顺通路减河桥北丁字路口","外环路与顺安南路交口向南180米丁字路口路东北角绿化带中","无迁移","无","点位往北180米，外环路与顺通路交口西南角红绿灯电箱取电","无","联通","顺通路","马坡",116.65016334665,40.145127528594998,"规范","全向","球机","11.43.49.59",80,"海康威视","DS-2DF7286-A","admin","SYmp51590","李乔伟、刘宁","15704776243\n15801016989",2]
["10200178","京密路与白马路路口西北角北向南","15061703001310014438","京密路与白马路路口西北角","白马路交京密路交口西北角","无迁移","无","桥下北侧围栏内红绿灯配电箱取电","无","联通","京密路","马坡",116.634444444444,40.170277777777798,"规范","南","枪机","11.43.49.101",80,"海康威视","DS-2CD4026FWD","admin","SYmp51590","李乔伟、刘宁","15704776243\n15801016989",2]
["10200179","京密路与白马路路口西北角球机","15061703001310015876","京密路与白马路路口西北角","白马路交京密路交口西北角","无迁移","无","桥下北侧围栏内红绿灯配电箱取电","无","联通","京密路","马坡",116.634444444444,40.170277777777798,"规范","全向","球机","11.43.49.102",80,"海康威视","DS-2DF7286-A","admin","SYmp51590","李乔伟、刘宁","15704776243\n15801016989",2]
["10200180","京密路与白马路路口东南角南向北","15061703001310018804","京密路与白马路路口东南角","白马路交京密路交口东南角","无迁移","无","桥下北侧围栏内红绿灯配电箱取电","无","联通","京密路","马坡",116.647313,40.177273,"规范","北","枪机","11.43.49.103",80,"海康威视","DS-2CD4026FWD","admin","SYmp51590","李乔伟、刘宁","15704776243\n15801016989",2]
["10200181","京密路与白马路路口东南角球机","15061703001310011166","京密路与白马路路口东南角","白马路交京密路交口东南角","无迁移","无","桥下北侧围栏内红绿灯配电箱取电","无","联通","京密路","马坡",116.647301,40.177284,"规范","全向","球机","11.43.49.104",80,"海康威视","DS-2DF7286-A","admin","SYmp51590","李乔伟、刘宁","15704776243\n15801016989",2]
["10200182","马卷村南口北向南","15061704001310018098","马卷村南口","马卷村南向马坡第二小学方向丁字路口路东","无迁移","无","马卷村南口篮球场旁较高电杆取电","收费","联通","白马路","马坡",116.614444444444,40.1736111111111,"规范","南","枪机","11.43.49.153",80,"海康威视","DS-2CD4026FWD","admin","SYmp51590","李乔伟、刘宁","15704776243\n15801016989",2]
["10200183","马卷村南口球机","15061704001310016120","马卷村南口","马卷村南向马坡第二小学方向丁字路口路东","无迁移","无","马卷村南口篮球场旁较高电杆取电","收费","联通","白马路","马坡",116.614444444444,40.1736111111111,"规范","全向","球机","11.43.49.154",80,"海康威视","DS-2DF7286-A","admin","SYmp51590","李乔伟、刘宁","15704776243\n15801016989",2]
["10200184","白马路与063乡道路口东向西","15061704001310012264","白马路与063乡道路口","白马路与063乡道交口处东南角","无迁移","无","点位路口西北角红绿灯电箱取电","无","联通","白马路","马坡",116.596111111111,40.172777777777803,"规范","西","枪机","11.43.49.163",80,"海康威视","DS-2CD4026FWD","admin","SYmp51590","李乔伟、刘宁","15704776243\n15801016989",2]
["10200185","白马路与063乡道路口球机","15061704001310015547","白马路与063乡道路口","白马路与063乡道交口处东南角","无迁移","无","点位路口西北角红绿灯电箱取电","无","联通","白马路","马坡",116.596111111111,40.172777777777803,"规范","全向","球机","11.43.49.164",80,"海康威视","DS-2DF7286-A","admin","SYmp51590","李乔伟、刘宁","15704776243\n15801016989",2]
["10200186","白马路良正卷村北东向西","15061704001310013726","白马路良正卷村北","白马路与063乡道交口向东360米路南","无迁移","无","点位道路对面路灯箱变压器取电","无","联通","白马路","马坡",116.60560599999999,40.179797999999998,"规范","西","枪机","11.43.49.161",80,"海康威视","DS-2CD4026FWD","admin","SYmp51590","李乔伟、刘宁","15704776243\n15801016989",2]
["10200187","白马路良正卷村北球机","15061704001310018402","白马路良正卷村北","白马路与063乡道交口向东360米路南","无迁移","无","点位道路对面路灯箱变压器取电","无","联通","白马路","马坡",116.60560599999999,40.179797999999998,"规范","全向","球机","11.43.49.162",80,"海康威视","DS-2DF7286-A","admin","SYmp51590","李乔伟、刘宁","15704776243\n15801016989",2]
["10200188","京密路与秦武姚一街路口南向北","15061704001310019842","京密路与秦武姚一街路口","秦武姚一街与京密路交口路东","无迁移","无","村口公厕取电","前期收费，现在不收费，后期可能会收费","联通","京密路","马坡",116.635555555556,40.176944444444402,"规范","北","枪机","11.43.49.99",80,"海康威视","DS-2CD4026FWD","admin","SYmp51590","李乔伟、刘宁","15704776243\n15801016989",2]
["10200189","京密路与秦武姚一街路口球机","15061704001310014647","京密路与秦武姚一街路口","秦武姚一街与京密路交口路东","无迁移","无","村口公厕取电","前期收费，现在不收费，后期可能会收费","联通","京密路","马坡",116.635555555556,40.176944444444402,"规范","全向","球机","11.43.49.100",80,"海康威视","DS-2DF7286-A","admin","SYmp51590","李乔伟、刘宁","15704776243\n15801016989",2]
["10200190","顺通路与顺丰大街路口南向北","15061705001310016007","顺通路与顺丰大街路口","通顺路与顺丰大街交口西南角","无迁移","无","点位往北300米红绿灯路口西南角红绿灯电箱取电","无","联通","顺通路","马坡",116.653611111111,40.185277777777799,"规范","北","枪机","11.43.49.43",80,"海康威视","DS-2CD4026FWD","admin","SYmp51590","李乔伟、刘宁","15704776243\n15801016989",2]
["10200191","顺通路与顺丰大街路口东向西","15061705001310019940","顺通路与顺丰大街路口","通顺路与顺丰大街交口西南角","无迁移","无","点位往北300米红绿灯路口西南角红绿灯电箱取电","无","联通","顺通路","马坡",116.653611111111,40.185277777777799,"规范","西","枪机","11.43.49.44",80,"海康威视","DS-2CD4026FWD","admin","SYmp51590","李乔伟、刘宁","15704776243\n15801016989",2]
["10200192","顺通路与顺丰大街路口西向东","15061705001310014524","顺通路与顺丰大街路口","通顺路与顺丰大街交口西南角","无迁移","无","点位往北300米红绿灯路口西南角红绿灯电箱取电","无","联通","顺通路","马坡",116.653611111111,40.185277777777799,"规范","东","枪机","11.43.49.45",80,"海康威视","DS-2CD4026FWD","admin","SYmp51590","李乔伟、刘宁","15704776243\n15801016989",2]
["10200193","顺通路与顺丰大街路口球机","15061705001310018563","顺通路与顺丰大街路口","通顺路与顺丰大街交口西南角","无迁移","无","点位往北300米红绿灯路口西南角红绿灯电箱取电","无","联通","顺通路","马坡",116.653611111111,40.185277777777799,"规范","全向","球机","11.43.49.46",80,"海康威视","DS-2DF7286-A","admin","SYmp51590","李乔伟、刘宁","15704776243\n15801016989",2]
["10200194","白马路与南陈路路口东向西","15061804001310017842","白马路与南陈路路口","南陈路与白马路交口东南角","无迁移","无","点位路口西北角红绿灯电箱取电","无","联通","白马路","马坡",116.621663,40.176876999999998,{"$f":"IF(AND(LEN(M195)-FIND(\".\",M195&\".\")>5,LEN(N195)-FIND(\".\",N195&\".\")>5),\"规范\",\"不规范\")","v":"规范"},"西","枪机","11.43.49.151",80,"海康威视","DS-2CD4026FWD","admin","SYmp51590","李乔伟、刘宁","15704776243\n15801016989",2]
["10200195","白马路与南陈路路口球机","15061804001310018288","白马路与南陈路路口","南陈路与白马路交口东南角","无迁移","无","点位路口西北角红绿灯电箱取电","无","联通","白马路","马坡",116.621165,40.176893999999997,"规范","全向","球机","11.43.49.152",80,"海康威视","DS-2DF7286-A","admin","SYmp51590","李乔伟、刘宁","15704776243\n15801016989",2]
["10200196","850公交总站北向南","15061904001310011276","850公交总站","850公交总站马路东","无迁移","无","马路对面变压器取电","交过费，有合同，但是找不到缴费的人，一直未缴费","联通","乾安路","马坡",116.64638888888901,40.170555555555602,"规范","南","枪机","11.43.49.88",80,"海康威视","DS-2CD4026FWD","admin","SYmp51590","李乔伟、刘宁","15704776243\n15801016989",2]
["10200197","850公交总站球机","15061904001310018509","850公交总站","850公交总站马路东","无迁移","无","马路对面变压器取电","交过费，有合同，但是找不到缴费的人，一直未缴费","联通","乾安路","马坡",116.64633882099,40.170486891004998,"规范","全向","球机","11.43.49.89",80,"海康威视","DS-2DF7286-A","admin","SYmp51590","李乔伟、刘宁","15704776243\n15801016989",2]
["10200198","佳和宜园东门北向南","15061904001310011578","佳和宜园东门","佳和宜园西门往南20米，一品元包子门口绿化带中","无迁移","无","850公交总站变压器取电","交过费，有合同，但是找不到缴费的人，一直未缴费","联通","乾安路","马坡",116.64638888888901,40.171388888888899,"规范","南","枪机","11.43.49.84",80,"海康威视","DS-2CD4026FWD","admin","SYmp51590","李乔伟、刘宁","15704776243\n15801016989",2]
["10200199","佳和宜园东门南向北","15061904001310015643","佳和宜园东门","佳和宜园西门往南20米，一品元包子门口绿化带中","无迁移","无","850公交总站变压器取电","交过费，有合同，但是找不到缴费的人，一直未缴费","联通","乾安路","马坡",116.64638888888901,40.171388888888899,"规范","北","枪机","11.43.49.85",80,"海康威视","DS-2CD4026FWD","admin","SYmp51590","李乔伟、刘宁","15704776243\n15801016989",2]
["10200200","佳和宜园东门一号球机","15061904001310010662","佳和宜园东门一号","佳和宜园西门往南20米，一品元包子门口绿化带中","无迁移","无","850公交总站变压器取电","交过费，有合同，但是找不到缴费的人，一直未缴费","联通","乾安路","马坡",116.64638888888901,40.171388888888899,"规范","全向","球机","11.43.49.86",80,"海康威视","DS-2DF7286-A","admin","SYmp51590","李乔伟、刘宁","15704776243\n15801016989",2]
["10200201","佳和宜园东门二号球机","15061904001310011280","佳和宜园东门二号","佳和宜园西门往南20米，一品元包子门口绿化带中","无迁移","无","850公交总站变压器取电","交过费，有合同，但是找不到缴费的人，一直未缴费","联通","乾安路","马坡",116.64638888888901,40.171388888888899,"规范","全向","球机","11.43.49.87",80,"海康威视","DS-2DF7286-A","admin","SYmp51590","李乔伟、刘宁","15704776243\n15801016989",2]
["10200202","乾安路农商银行二号球机","15062311001310012442","乾安路农商银行二号","乾安路与顺恒南街交口往南50米路西鑫海餐厅门口绿化带中","无迁移","无","乾安路与顺恒南街交口红绿灯电箱取电","无","联通","乾安路","马坡",116.64638888888901,40.174722222222201,"规范","全向","球机","11.43.49.82",80,"海康威视","DS-2DF7286-A","admin","SYmp51590","李乔伟、刘宁","15704776243\n15801016989",2]
["10200203","乾安路与顺丰大街路口球机","15062312001310017348","乾安路与顺丰大街路口","顺丰大街与乾安路交口路北","无迁移","无","点位路口红绿灯电箱取电","无","联通","乾安路","马坡",116.646666666667,40.168611111111098,"规范","全向","球机","11.43.49.62",80,"海康威视","DS-2DF7286-A","admin","SYmp51590","李乔伟、刘宁","15704776243\n15801016989",2]
["10200204","顺通路与龙苑北街路口北向南","15062409001310010865","顺通路与龙苑北街路口","龙苑北街与通顺路交口东北角","无迁移","无","点位路口东北角往东50米处民生银行总部门卫室西侧白色电箱取电","无","联通","顺通路","马坡",116.653888888889,40.1591666666667,"规范","南","枪机","11.43.49.51",80,"海康威视","DS-2CD4026FWD","admin","SYmp51590","李乔伟、刘宁","15704776243\n15801016989",2]
["10200205","顺通路与龙苑北街路口球机","15062409001310013644","顺通路与龙苑北街路口","龙苑北街与通顺路交口东北角","无迁移","无","点位路口东北角往东50米处民生银行总部门卫室西侧白色电箱取电","无","联通","顺通路","马坡",116.653888888889,40.1591666666667,"规范","全向","球机","11.43.49.52",80,"海康威视","DS-2DF7286-A","admin","SYmp51590","李乔伟、刘宁","15704776243\n15801016989",2]
["10200206","顺通路与顺恒南街路口邮局入口","15071310001310016864","顺通路与顺恒南街路口邮局","马坡花园一区东北角，机动车与非机动车隔离带处","无迁移","无","点位路口西南角往西20米处路南马坡邮局取电","无","联通","顺通路","马坡",116.66626922,40.182198229999997,"规范","西","枪机","11.43.49.47",80,"海康威视","DS-2CD4026FWD","admin","SYmp51590","李乔伟、刘宁","15704776243\n15801016989",2]
["10200207","顺通路与顺恒南街路口邮局出口","15071310001310017032","顺通路与顺恒南街路口邮局","马坡花园一区东北角，机动车与非机动车隔离带处","无迁移","无","点位路口西南角往西21米处路南马坡邮局取电","无","联通","顺通路","马坡",116.66627533,40.182198219999997,"规范","西","枪机","11.43.49.48",80,"海康威视","DS-2CD4026FWD","admin","SYmp51590","李乔伟、刘宁","15704776243\n15801016989",2]
["10200208","顺通路与顺恒南街路口北向南","15071310001310011772","顺通路与顺恒南街路口","马坡花园一区东北角，机动车与非机动车隔离带处","无迁移","无","点位路口西南角往西22米处路南马坡邮局取电","无","联通","顺通路","马坡",116.66628511,40.182198229999997,"规范","南","枪机","11.43.49.49",80,"海康威视","DS-2CD4026FWD","admin","SYmp51590","李乔伟、刘宁","15704776243\n15801016989",2]
["10200209","顺通路与顺恒南街路口球机","15071310001310015121","顺通路与顺恒南街路口","马坡花园一区东北角，机动车与非机动车隔离带处","无迁移","无","点位路口西南角往西23米处路南马坡邮局取电","无","联通","顺通路","马坡",116.66629611,40.182198229999997,"规范","全向","球机","11.43.49.50",80,"海康威视","DS-2DF7286-A","admin","SYmp51590","李乔伟、刘宁","15704776243\n15801016989",2]
["10200210","外环路与顺白路交口西北角北向南","15071504001310019421","外环路与顺白路交口西北角","外环路与顺白路交口西北角","无迁移","无","点位路口东南角红绿灯电箱取电","无","联通","京密路","马坡",116.631111111111,40.149444444444399,"规范","南","枪机","11.43.49.129",80,"海康威视","DS-2CD4026FWD","admin","SYmp51590","李乔伟、刘宁","15704776243\n15801016989",2]
["10200211","外环路与顺白路交口西北角球机","15071504001310011460","外环路与顺白路交口西北角","外环路与顺白路交口西北角","无迁移","无","点位路口东南角红绿灯电箱取电","无","联通","京密路","马坡",116.631111111111,40.149444444444399,"规范","全向","球机","11.43.49.130",80,"海康威视","DS-2DF7286-A","admin","SYmp51590","李乔伟、刘宁","15704776243\n15801016989",2]
["10200212","白马路万福烤鸭店西向东","15072504001310012844","白马路万福烤鸭店","顺白路万福烤鸭西侧加油站东南角","无迁移","无","啤酒花园内监控柱子取电","接私人店铺的电，后期可能会收费","联通","白马路","马坡",116.649722222222,40.169444444444402,"规范","东","枪机","11.43.49.145",80,"海康威视","DS-2CD4026FWD","admin","SYmp51590","李乔伟、刘宁","15704776243\n15801016989",2]
["10200213","白马路万福烤鸭店球机","15072504001310018488","白马路万福烤鸭店","顺白路万福烤鸭西侧加油站东南角","无迁移","无","啤酒花园内监控柱子取电","接私人店铺的电，后期可能会收费","联通","白马路","马坡",116.649722222222,40.169444444444402,"规范","全向","球机","11.43.49.146",80,"海康威视","DS-2DF7286-A","admin","SYmp51590","李乔伟、刘宁","15704776243\n15801016989",2]
["10200214","右堤路与华中路路口南向北","15092309001310017690","右堤路与华中路路口","右堤路与华中园路交口","无迁移","无","点位本杆东侧杆上东侧大号电箱取电","无","联通","右堤路","马坡",116.659722222222,40.150555555555599,"规范","北","枪机","11.43.0.133",80,"海康威视","DS-2CD4026FWD","admin","SYmp51590","李乔伟、刘宁","15704776243\n15801016989",2]
["10200215","右堤路与华中路路口北向南","15092309001310018352","右堤路与华中路路口","右堤路与华中园路交口","无迁移","无","点位本杆东侧杆上东侧大号电箱取电","无","联通","右堤路","马坡",116.651388888889,40.150555555555599,"规范","南","枪机","11.43.0.132",80,"海康威视","DS-2CD4026FWD","admin","SYmp51590","李乔伟、刘宁","15704776243\n15801016989",2]
["10200216","右堤路与华中路路口球机","15092309001310016925","右堤路与华中路路口","右堤路与华中园路交口","无迁移","无","点位本杆东侧杆上东侧大号电箱取电","无","联通","右堤路","马坡",116.659722222222,40.150555555555599,"规范","全向","球机","11.43.0.131",80,"海康威视","DS-2DF7286-A","admin","SYmp51590","李乔伟、刘宁","15704776243\n15801016989",2]
["10200217","京密路白各庄村口东向西","15092610001310014907","京密路白各庄村口","058乡道与京密路交口东南角","无迁移","无","点位路口东北角红绿灯电箱取电","无","联通","京密路","马坡",116.63138888888901,40.164444444444399,"规范","西","枪机","11.43.49.109",80,"海康威视","DS-2CD4026FWD","admin","SYmp51590","李乔伟、刘宁","15704776243\n15801016989",2]
["10200218","通顺路富力湾小区东北角西向东","15102909001310013671","通顺路富力湾小区北路东北角","通顺路与富力湾小区北路东北角","无迁移","无","点位往北300米处路口东北角往东50米处民生银行总部门卫室西侧白色电箱取电","无","联通","顺通路","马坡",116.65333333333299,40.156111111111102,"规范","东","枪机","11.43.49.56",80,"海康威视","DS-2CD4026FWD","admin","SYmp51590","李乔伟、刘宁","15704776243\n15801016989",2]
["10200219","通顺路富力湾小区北路东北角球机","15102909001310010215","通顺路富力湾小区北路东北角","通顺路与富力湾小区北路东北角","无迁移","无","点位往北300米处路口东北角往东50米处民生银行总部门卫室西侧白色电箱取电","无","联通","顺通路","马坡",116.65333333333299,40.156111111111102,"规范","全向","球机","11.43.49.57",80,"海康威视","DS-2DF7286-A","admin","SYmp51590","李乔伟、刘宁","15704776243\n15801016989",2]
["10200220","顺恒南街金宝城幼儿园门口北向南","15102909001310014245","顺恒南街金宝城幼儿园门口","顺恒南街金宝城路东幼儿园门口路西","无迁移","无","点位北侧20米处物业小屋取电","后期物业可能收费","联通","坤安路","马坡",116.658333333333,40.175277777777801,"规范","南","枪机","11.43.49.39",80,"海康威视","DS-2CD4026FWD","admin","SYmp51590","李乔伟、刘宁","15704776243\n15801016989",2]
["10200221","顺恒南街金宝城幼儿园门口球机","15102909001310017433","顺恒南街金宝城幼儿园门口","顺恒南街金宝城路东幼儿园门口路西","无迁移","无","点位北侧20米处物业小屋取电","后期物业可能收费","联通","坤安路","马坡",116.658333333333,40.175277777777801,"规范","全向","球机","11.43.49.40",80,"海康威视","DS-2DF7286-A","admin","SYmp51590","李乔伟、刘宁","15704776243\n15801016989",2]
["10200222","顺白路西马坡加油站西侧南向北","15102909001310015510","顺白路西马坡加油站西侧","顺白路与西马坡加油站交叉口西侧","无迁移","无","点位南侧路口往西250米处电杆取电","无","联通","京密路","马坡",116.641111111111,40.164722222222203,"规范","北","枪机","11.43.49.123",80,"海康威视","DS-2CD4026FWD","admin","SYmp51590","李乔伟、刘宁","15704776243\n15801016989",2]
["10200223","顺白路西马坡加油站西侧球机","15102909001310013008","顺白路西马坡加油站西侧","顺白路与西马坡加油站交叉口西侧","无迁移","无","点位南侧路口往西250米处电杆取电","无","联通","京密路","马坡",116.641111111111,40.164722222222203,"规范","全向","球机","11.43.49.124",80,"海康威视","DS-2DF7286-A","admin","SYmp51590","李乔伟、刘宁","15704776243\n15801016989",2]
["10200224","马坡第一幼儿园门口东向西","15102909001310016709","马坡第一幼儿园门口","马坡第一幼儿园门口东30米","无迁移","无","幼儿园门卫取电","从未收费,后期可能收费","联通","乾安路","马坡",116.649444444444,40.171388888888899,"规范","西","枪机","11.43.49.90",80,"海康威视","DS-2CD4026FWD","admin","SYmp51590","李乔伟、刘宁","15704776243\n15801016989",2]
["10200225","马坡第一幼儿园门口球机","15102909001310011145","马坡第一幼儿园门口","马坡第一幼儿园门口东30米","无迁移","无","幼儿园门卫取电","从未收费,后期可能收费","联通","乾安路","马坡",116.649444444444,40.171388888888899,"规范","全向","球机","11.43.49.91",80,"海康威视","DS-2DF7286-A","admin","SYmp51590","李乔伟、刘宁","15704776243\n15801016989",2]
["10200226","右堤路与西丰乐村东路路口球机","15120311001310012252","右堤路与西丰乐村东路路口","西丰乐村东路与右堤路交口西南角","无迁移","无","拆",null,"联通","右堤路","马坡",116.661944444444,40.193611111111103,"规范","全向","球机","11.43.49.2",80,"海康威视","DS-2DF7286-A","admin","SYmp51590","李乔伟、刘宁","15704776243\n15801016989",2]
["10200227","右堤路与白马路西北角路口球机","15120302001310015862","右堤路与白马路西北角路口","白马路与右堤路交口西北角向北20米","无迁移","无","点位路口西北角向西10米处没有字比较矮白色电箱取电","无","联通","右堤路","马坡",116.667777777778,40.170277777777798,"规范","全向","球机","11.43.49.12",80,"海康威视","DS-2DF7286-A","admin","SYmp51590","李乔伟、刘宁","15704776243\n15801016989",2]
["10200228","顺通路与富力湾北路路口北向南","11011304001310010777","顺通路与富力湾北路路口","通顺路与富力湾小区西南","无迁移","无","点位往南500米路口西南角红绿灯电箱取电","无","联通","顺通路","马坡",116.66459222,40.160395549999997,"规范","南","枪机","11.43.49.204",80,"海康威视","DS-2CD4026FWD","admin","SYmp51590","李乔伟、刘宁","15704776243\n15801016989",2]
["10200229","俸伯十字路口西北球机","15120111001310014306","俸伯十字路口西北","顺平辅线与顺密路路口西北角","无迁移","无","十字路口东南角红绿灯控制电箱取电","无","联通","顺平辅线","南彩",116.689722222222,40.1313888888889,"规范","全向","枪机","11.45.65.47",80,"海康威视","DS-2DF7286-A","admin","SYnc51653","李乔伟、刘宁","15704776243\n15801016989",2]
["10200230","俸伯十字路口北向南","15120111001310010331","俸伯十字路口","顺平辅线与顺密路路口西北角","无迁移","无","十字路口东南角红绿灯控制电箱取电","无","联通","顺平辅线","南彩",116.689722222222,40.1313888888889,"规范","南","球机","11.45.65.46",80,"海康威视","DS-2CD4026FWD","admin","SYnc51653","李乔伟、刘宁","15704776243\n15801016989",2]
["10200231","南彩镇政府路口球机","15120112001310013849","南彩镇政府路口","南彩镇政府顺平辅线路北","无迁移","无","拆","无","联通","顺平辅线","南彩",116.70527777777799,40.132222222222197,"规范","全向","球机","11.45.65.71",80,"海康威视","DS-2DF7286-A","admin","SYnc51653","李乔伟、刘宁","15704776243\n15801016989",2]
["10200232","南彩镇政府路口西向东","15120112001310014082","南彩镇政府路口","南彩镇政府顺平辅线路北","无迁移","无","拆","无","联通","顺平辅线","南彩",116.70527777777799,40.132222222222197,"规范","东","枪机","11.45.65.70",80,"海康威视","DS-2CD4026FWD","admin","SYnc51653","李乔伟、刘宁","15704776243\n15801016989",2]
["10200233","俸伯地铁站C1出口球机","15120112001310014644","俸伯地铁站C1出口","顺平辅线路南，俸伯地铁站西南出口往西20米","无迁移","无","南侧顺峰商砼门房外墙电箱取电","无","联通","顺平辅线","南彩",116.67527777777801,40.1308333333333,"规范","全向","球机","11.45.65.33",80,"海康威视","DS-2DF7286-A","admin","SYnc51653","李乔伟、刘宁","15704776243\n15801016989",2]
["10200234","俸伯地铁站A出口南向北","15120112001310011842","俸伯地铁站A出口","顺平辅线路南，俸伯地铁站西南出口往西20米","无迁移","无","南侧顺峰商砼门房外墙电箱取电","无","联通","顺平辅线","南彩",116.67527777777801,40.1308333333333,"规范","北","枪机","11.45.65.32",80,"海康威视","DS-2CD4026FWD","admin","SYnc51653","李乔伟、刘宁","15704776243\n15801016989",2]
["10200235","俸伯地铁站C1出口北向南","15120112001310017188","俸伯地铁站C1出口","顺平辅线路南，俸伯地铁站西南出口往西20米","无迁移","无","南侧顺峰商砼门房外墙电箱取电","无","联通","顺平辅线","南彩",116.67527777777801,40.1308333333333,"规范","南","枪机","11.45.65.31",80,"海康威视","DS-2CD4026FWD","admin","SYnc51653","李乔伟、刘宁","15704776243\n15801016989",2]
["10200236","俸伯邮储银行2号球机","15120112001310010705","俸伯邮储银行二号","俸伯邮储银行东北角路口顺平辅线路南","无迁移","无","在66号点位控制箱取电","无","联通","顺平辅线","南彩",116.692222222222,40.1313888888889,"规范","全向","球机","11.45.65.57",80,"海康威视","DS-2DF7286-A","admin","SYnc51653","李乔伟、刘宁","15704776243\n15801016989",2]
["10200237","俸伯邮储银行1号球机","15120112001310018173","俸伯邮储银行一号","俸伯邮储银行东北角路口顺平辅线路南","无迁移","无","在66号点位控制箱取电","无","联通","顺平辅线","南彩",116.692222222222,40.1313888888889,"规范","全向","球机","11.45.65.56",80,"海康威视","DS-2DF7286-A","admin","SYnc51653","李乔伟、刘宁","15704776243\n15801016989",2]
["10200238","俸伯邮储银行东向西","15120101001310011530","俸伯邮储银行","俸伯邮储银行东北角路口顺平辅线路南","无迁移","无","在66号点位控制箱取电","无","联通","顺平辅线","南彩",116.692222222222,40.1313888888889,"规范","西","枪机","11.45.65.55",80,"海康威视","DS-2CD4026FWD","admin","SYnc51653","李乔伟、刘宁","15704776243\n15801016989",2]
["10200239","南彩开发区南口球机","15120101001310010378","南彩开发区南口","开发区管委会门口向南与顺平辅线路口路面","无迁移","无","向东十字路口红绿灯控制电箱取电","无","联通","顺平辅线","南彩",116.688611111111,40.131111111111103,"规范","全向","球机","11.45.65.43",80,"海康威视","DS-2DF7286-A","admin","SYnc51653","李乔伟、刘宁","15704776243\n15801016989",2]
["10200240","南彩开发区南口东向西","15120101001310015520","南彩开发区南口","开发区管委会门口向南与顺平辅线路口路面","无迁移","无","向东十字路口红绿灯控制电箱取电","无","联通","顺平辅线","南彩",116.688611111111,40.131111111111103,"规范","西","枪机","11.45.65.42",80,"海康威视","DS-2CD4026FWD","admin","SYnc51653","李乔伟、刘宁","15704776243\n15801016989",2]
["10200241","顺平辅线金久晟路口球机","15120101001310014966","顺平辅线金久晟路口","北京农商银行顺平分理处路南","无迁移","无","南侧变压器取电","无","联通","顺平辅线","南彩",116.695167,40.138160999999997,"规范","全向","球机","11.45.65.39",80,"海康威视","DS-2DF7286-A","admin","SYnc51653","李乔伟、刘宁","15704776243\n15801016989",2]
["10200242","顺平辅线金久晟路口东向西","15120101001310016129","顺平辅线金久晟路口","北京农商银行顺平分理处路南","无迁移","无","南侧变压器取电","无","联通","顺平辅线","南彩",116.695167,40.138154,"规范","西","枪机","11.45.65.38",80,"海康威视","DS-2CD4026FWD","admin","SYnc51653","李乔伟、刘宁","15704776243\n15801016989",2]
["10200243","顺平辅路俸伯卫生院路口球机","15120102001310019095","顺平辅路俸伯卫生院路口","俸伯卫生院往南顺平辅线丁字路口路南","无迁移","无","杆拆","无","联通","顺平辅线","南彩",116.709166666667,40.132222222222197,"规范","全向","球机","11.45.65.73",80,"海康威视","DS-2DF7286-A","admin","SYnc51653","李乔伟、刘宁","15704776243\n15801016989",2]
["10200244","顺平辅路俸伯卫生院路口东向西","15120102001310017367","顺平辅路俸伯卫生院路口","俸伯卫生院往南顺平辅线丁字路口路南","无迁移","无","杆拆","无","联通","顺平辅线","南彩",116.709166666667,40.132222222222197,"规范","西","枪机","11.45.65.72",80,"海康威视","DS-2CD4026FWD","admin","SYnc51653","李乔伟、刘宁","15704776243\n15801016989",2]
["10200245","彩俸广场路口2号球机","15120103001310017790","彩俸广场路口二号","彩俸广场东北角顺平辅线路南","无迁移","无","十字路口东南角红绿灯控制电箱取电","无","联通","顺平辅线","南彩",116.692222222222,40.1313888888889,"规范","全向","球机","11.45.65.54",80,"海康威视","DS-2DF7286-A","admin","SYnc51653","李乔伟、刘宁","15704776243\n15801016989",2]
["10200246","彩俸广场路口南向北","15120103001310010315","彩俸广场路口","彩俸广场东北角顺平辅线路南","无迁移","无","十字路口东南角红绿灯控制电箱取电","无","联通","顺平辅线","南彩",116.692222222222,40.1313888888889,"规范","北","枪机","11.45.65.53",80,"海康威视","DS-2CD4026FWD","admin","SYnc51653","李乔伟、刘宁","15704776243\n15801016989",2]
["10200247","彩俸广场路口1号球机","15120103001310010610","彩俸广场路口一号","彩俸广场东北角顺平辅线路南","无迁移","无","十字路口东南角红绿灯控制电箱取电","无","联通","顺平辅线","南彩",116.692222222222,40.1313888888889,"规范","全向","球机","11.45.65.52",80,"海康威视","DS-2DF7286-A","admin","SYnc51653","李乔伟、刘宁","15704776243\n15801016989",2]
["10200248","彩俸广场路口西向东","15120103001310012234","彩俸广场路口","彩俸广场东北角顺平辅线路南","无迁移","无","十字路口东南角红绿灯控制电箱取电","无","联通","顺平辅线","南彩",116.692222222222,40.1313888888889,"规范","东","枪机","11.45.65.51",80,"海康威视","DS-2CD4026FWD","admin","SYnc51653","李乔伟、刘宁","15704776243\n15801016989",2]
["10200249","南彩第二小学门口1号球机","15120103001310013842","南彩第二小学门口一号","南彩第二小学门口","无迁移","无","在俸伯幼儿园门口监控箱取电","无","联通","顺平辅线","南彩",116.711388888889,40.128611111111098,"规范","全向","球机","11.45.65.77",80,"海康威视","DS-2DF7286-A","admin","SYnc51653","李乔伟、刘宁","15704776243\n15801016989",2]
["10200250","顺平路与左堤路路口球机","15120103001310019344","顺平路与左堤路路口","顺平路与左堤路路口","无迁移","无","十字路口西北角红绿灯电箱取电","无","联通","顺平路","南彩",116.707336,40.131093,"规范","全向","球机","11.45.65.2",80,"海康威视","DS-2DF7286-A","admin","SYnc51653","李乔伟、刘宁","15704776243\n15801016989",2]
["10200251","顺平路与左堤路路口东向西","15120103001310018917","顺平路与左堤路路口","顺平路与左堤路路口","无迁移","无","十字路口西北角红绿灯电箱取电","无","联通","顺平路","南彩",116.70732599999999,40.131082999999997,"规范","西","枪机","11.45.65.1",80,"海康威视","DS-2CD4026FWD","admin","SYnc51653","李乔伟、刘宁","15704776243\n15801016989",2]
["10200252","俸伯十字路口东南球机","15120104001310013325","俸伯十字路口","顺平辅线与顺密路路口东南角","无迁移","无","十字路口东南角红绿灯控制电箱取电","无","联通","顺平辅线","南彩",116.690555555556,40.131111111111103,"规范","全向","球机","11.45.65.50",80,"海康威视","DS-2DF7286-A","admin","SYnc51653","李乔伟、刘宁","15704776243\n15801016989",2]
["10200253","彩俸广场北向南","15120104001310016482","彩俸广场西北角","顺平辅线与顺密路路口东南角","无迁移","无","十字路口东南角红绿灯控制电箱取电","无","联通","顺平辅线","南彩",116.690555555556,40.123611111111103,"规范","南","枪机","11.45.65.49",80,"海康威视","DS-2CD4026FWD","admin","SYnc51653","李乔伟、刘宁","15704776243\n15801016989",2]
["10200254","俸伯十字路口南向北","15120104001310015424","俸伯十字路口","顺平辅线与顺密路路口东南角","无迁移","无","十字路口东南角红绿灯控制电箱取电","无","联通","顺平辅线","南彩",116.690555555556,40.131111111111103,"规范","北","枪机","11.45.65.48",80,"海康威视","DS-2CD4026FWD","admin","SYnc51653","李乔伟、刘宁","15704776243\n15801016989",2]
["10200255","左堤路彩俸小区路口球机","15120104001310011642","左堤路彩俸小区路口","彩俸小区西南角路西","无迁移","无","旁边变压器取电","无","联通","左堤路","南彩",116.69388888888901,40.126111111111101,"规范","全向","球机","11.45.65.146",80,"海康威视","DS-2DF7286-A","admin","SYnc51653","李乔伟、刘宁","15704776243\n15801016989",2]
["10200256","左堤路彩俸小区路口南向北","15120104001310018104","左堤路彩俸小区路口","彩俸小区西南角路西","无迁移","无","旁边变压器取电","无","联通","左堤路","南彩",116.69388888888901,40.126111111111101,"规范","北","枪机","11.45.65.145",80,"海康威视","DS-2CD4026FWD","admin","SYnc51653","李乔伟、刘宁","15704776243\n15801016989",2]
["10200257","俸伯幼儿园门口北向南","15120211001310012915","俸伯幼儿园门口","俸伯幼儿园门口东北角路口","无迁移","无","在幼儿园门卫室取电","无","联通","顺平辅线","南彩",116.71111111111099,40.132222222222197,"规范","南","枪机","11.45.65.74",80,"海康威视","DS-2CD4026FWD","admin","SYnc51653","李乔伟、刘宁","15704776243\n15801016989",2]
["10200258","俸伯幼儿园门口球机","15120211001310017026","俸伯幼儿园门口","俸伯幼儿园门口东北角路口","无迁移","无","在幼儿园门卫室取电","无","联通","顺平辅线","南彩",116.71111111111099,40.132222222222197,{"$f":"IF(AND(LEN(M259)-FIND(\".\",M259&\".\")>5,LEN(N259)-FIND(\".\",N259&\".\")>5),\"规范\",\"不规范\")","v":"规范"},"全向","球机","11.45.65.75",80,"海康威视","DS-2DF7286-A","admin","SYnc51653","李乔伟、刘宁","15704776243\n15801016989",2]
["10200259","顺平辅线与左堤支线路口南向北","15121009001310016936","顺平辅线与左堤支线路口","顺平辅线与左堤支路路口西南角","无迁移","无","十字路口东南角红绿灯控制电箱取电","无","联通","顺平辅线","南彩",116.673055555556,40.1313888888889,"规范","北","枪机","11.45.65.27",80,"海康威视","DS-2CD4026FWD","admin","SYnc51653","李乔伟、刘宁","15704776243\n15801016989",2]
["10200260","顺平辅线与左堤支线路口西南球机","15121009001310014016","顺平辅线与左堤支线路口","顺平辅线与左堤支路路口西南角","无迁移","无","十字路口东南角红绿灯控制电箱取电","无","联通","顺平辅线","南彩",116.673055555556,40.1313888888889,"规范","全向","球机","11.45.65.28",80,"海康威视","DS-2DF7286-A","admin","SYnc51653","李乔伟、刘宁","15704776243\n15801016989",2]
["10200261","顺平辅线与左堤支线路口北向南","15121009001310011079","顺平辅线与左堤支线路口","顺平辅线与左堤支路路口东北角","无迁移","无","十字路口东南角红绿灯控制电箱取电","无","联通","顺平辅线","南彩",116.673055555556,40.1313888888889,"规范","南","枪机","11.45.65.25",80,"海康威视","DS-2CD4026FWD","admin","SYnc51653","李乔伟、刘宁","15704776243\n15801016989",2]
["10200262","顺平辅线与左堤支线路口东北球机","15121009001310015678","顺平辅线与左堤支线路口","顺平辅线与左堤支路路口东北角","无迁移","无","十字路口东南角红绿灯控制电箱取电","无","联通","顺平辅线","南彩",116.673055555556,40.1313888888889,"规范","全向","枪机","11.45.65.26",80,"海康威视","DS-2DF7286-A","admin","SYnc51653","李乔伟、刘宁","15704776243\n15801016989",2]
["10200263","顺平辅线中石化华顺顺球机","15121009001310016910","顺平辅线中石化华顺顺","左堤支路与顺平辅线路口向东250米路南中国石化加油站西北角","无迁移","无","十字路口东南角红绿灯控制电箱取电","无","联通","顺平辅线","南彩",116.688017,40.138354,"规范","全向","球机","11.45.65.30",80,"海康威视","DS-2DF7286-A","admin","SYnc51653","李乔伟、刘宁","15704776243\n15801016989",2]
["10200264","顺平辅线中石化华顺顺西向东","15121009001310018898","顺平辅线中石化华顺顺","左堤支路与顺平辅线路口向东250米路南中国石化加油站西北角","无迁移","无","十字路口东南角红绿灯控制电箱取电","无","联通","顺平辅线","南彩",116.68800299999999,40.138354,"规范","东","枪机","11.45.65.29",80,"海康威视","DS-2CD4026FWD","admin","SYnc51653","李乔伟、刘宁","15704776243\n15801016989",2]
["10200265","左堤支线彩虹桥下球机","15121010001310013570","左堤支线彩虹桥下","左堤支路彩虹桥下  （卡口）","无迁移","无","左堤路与左堤支线交叉口红绿灯电箱取电","无","联通","左堤支线","南彩",116.70311700000001,40.129207999999998,"规范","全向","球机","11.45.65.162",80,"海康威视","DS-2DF7286-A","admin","SYnc51653","李乔伟、刘宁","15704776243\n15801016989",2]
["10200266","左堤路与左堤支线路口球机","15121010001310017112","左堤路与左堤支线路口","左堤路与左堤支路路口","无迁移","无","十字路口西北角红绿灯电箱取电","无","联通","左堤路","南彩",116.695833333333,40.120555555555597,"规范","全向","球机","11.45.65.144",80,"海康威视","DS-2DF7286-A","admin","SYnc51653","李乔伟、刘宁","15704776243\n15801016989",2]
["10200267","左堤路与左堤支线路口西向东","15121201001310013509","左堤路与左堤支线路口","左堤路与左堤支路路口","无迁移","无","十字路口西北角红绿灯电箱取电","无","联通","左堤路","南彩",116.695833333333,40.120555555555597,"规范","东","枪机","11.45.65.143",80,"海康威视","DS-2CD4026FWD","admin","SYnc51653","李乔伟、刘宁","15704776243\n15801016989",2]
["10200268","顺平辅线中石化潮河东向西","15121201001310013368","顺平辅线中石化潮河","顺平辅线路南，顺义区卫生学校东中国石化加油站东北角","无迁移","无","同“北京农商银行顺平分理处路南”取电位置相同","无","联通","顺平辅线","南彩",116.697081,40.138092,"规范","西","枪机","11.45.65.40",80,"海康威视","DS-2CD4026FWD","admin","SYnc51653","李乔伟、刘宁","15704776243\n15801016989",2]
["10200269","顺平辅线中石化潮河球机","15121201001310017698","顺平辅线中石化潮河","顺平辅线路南，顺义区卫生学校东中国石化加油站东北角","无迁移","无","同“北京农商银行顺平分理处路南”取电位置相同","无","联通","顺平辅线","南彩",116.697085,40.138095999999997,"规范","全向","球机","11.45.65.41",80,"海康威视","DS-2DF7286-A","admin","SYnc51653","李乔伟、刘宁","15704776243\n15801016989",2]
["10200270","左堤路彩俸广场南侧球机","15121602001310010134","左堤路彩俸广场南侧","彩俸广场南面丁字路口路西","无迁移","无","向北150米电杆取电，","从未交过费","联通","左堤路","南彩",116.69277777777801,40.128055555555598,"规范","全向","球机","11.45.65.148",80,"海康威视","DS-2DF7286-A","admin","SYnc51653","李乔伟、刘宁","15704776243\n15801016989",2]
["10200271","左堤路彩俸广场南侧北向南","15121602001310018041","左堤路彩俸广场南侧","彩俸广场南面丁字路口路西","无迁移","无","向北150米电杆取电，","从未交过费","联通","左堤路","南彩",116.69277777777801,40.128055555555598,"规范","南","枪机","11.45.65.147",80,"海康威视","DS-2CD4026FWD","admin","SYnc51653","李乔伟、刘宁","15704776243\n15801016989",2]
["10200272","白马路与左堤路路口二号球机","15121909001310014980","白马路与左堤路路口二号","左堤路与白马路路口东南角","无迁移","无","十字路口西北角红绿灯控制箱取电","无","联通","白马路","南彩",116.691944444444,40.168888888888901,"规范","全向","球机","11.45.65.112",80,"海康威视","DS-2DF7286-A","admin","SYnc51653","李乔伟、刘宁","15704776243\n15801016989",2]
["10200273","白马路与左堤路路口1号球机","15121909001310018243","白马路与左堤路路口一号","左堤路与白马路路口东南角","无迁移","无","十字路口西北角红绿灯控制箱取电","无","联通","白马路","南彩",116.691944444444,40.168888888888901,"规范","全向","球机","11.45.65.111",80,"海康威视","DS-2DF7286-A","admin","SYnc51653","李乔伟、刘宁","15704776243\n15801016989",2]
["10200274","白马路与左堤路路口北向南","15121910001310011763","白马路与左堤路路口","左堤路与白马路路口东南角","无迁移","无","十字路口西北角红绿灯控制箱取电","无","联通","白马路","南彩",116.691944444444,40.168888888888901,"规范","南","枪机","11.45.65.110",80,"海康威视","DS-2CD4026FWD","admin","SYnc51653","李乔伟、刘宁","15704776243\n15801016989",2]
["10200275","白马路与左堤路路口东向西","15121910001310010282","白马路与左堤路路口","左堤路与白马路路口东南角","无迁移","无","十字路口西北角红绿灯控制箱取电","无","联通","白马路","南彩",116.691944444444,40.168888888888901,"规范","西","枪机","11.45.65.109",80,"海康威视","DS-2CD4026FWD","admin","SYnc51653","李乔伟、刘宁","15704776243\n15801016989",2]
["10200276","白马路三高门口东向西","15121910001310014310","白马路三高门口","白马路三高农业科技园门口路南","无迁移","无","向东500米红绿灯电箱取电","无","联通","白马路","南彩",116.698333333333,40.168888888888901,"规范","西","枪机","11.45.65.113",80,"海康威视","DS-2CD4026FWD","admin","SYnc51653","李乔伟、刘宁","15704776243\n15801016989",2]
["10200277","白马路三高门口球机","15121910001310019364","白马路三高门口","白马路三高农业科技园门口路南","无迁移","无","向东500米红绿灯电箱取电","无","联通","白马路","南彩",116.698333333333,40.168888888888901,"规范","全向","球机","11.45.65.114",80,"海康威视","DS-2DF7286-A","admin","SYnc51653","李乔伟、刘宁","15704776243\n15801016989",2]
["10200278","白马路马辛庄村南口东向西","15121910001310019631","白马路马辛庄村南口","马辛庄村南中国石油加油站对面，白马路路南","无迁移","无","在“北京市顺义区运成构件厂”院内路灯专用2号箱取电","无","联通","白马路","南彩",116.708055555556,40.169166666666698,"规范","西","枪机","11.45.65.115",80,"海康威视","DS-2CD4026FWD","admin","SYnc51653","李乔伟、刘宁","15704776243\n15801016989",2]
["10200279","白马路马辛庄村南口球机","15121910001310018186","白马路马辛庄村南口","马辛庄村南中国石油加油站对面，白马路路南","无迁移","无","在“北京市顺义区运成构件厂”院内路灯专用2号箱取电","无","联通","白马路","南彩",116.708055555556,40.169166666666698,"规范","全向","球机","11.45.65.116",80,"海康威视","DS-2DF7286-A","admin","SYnc51653","李乔伟、刘宁","15704776243\n15801016989",2]
["10200280","白马路与顺密路路口球机","15121910001310017963","白马路与顺密路路口","顺密路与白马路路口东北角","无迁移","无","向东50米红绿灯电箱取电","无","联通","白马路","南彩",116.728571,40.176943999999999,"规范","全向","球机","11.45.65.118",80,"海康威视","DS-2DF7286-A","admin","SYnc51653","李乔伟、刘宁","15704776243\n15801016989",2]
["10200281","白马路与左堤支线路口东向西","15121910001310017478","白马路与左堤支线路口","左堤支路与白马路路口西南角","无迁移","无","在左堤路与白马路十字路口西北角红路灯控制箱取电","无","联通","白马路","南彩",116.686111111111,40.168611111111098,"规范","西","枪机","11.45.65.105",80,"海康威视","DS-2CD4026FWD","admin","SYnc51653","李乔伟、刘宁","15704776243\n15801016989",2]
["10200282","白马路与左堤支线路口北向南","15121910001310012988","白马路与左堤支线路口","左堤支路与白马路路口西南角","无迁移","无","在左堤路与白马路十字路口西北角红路灯控制箱取电","无","联通","白马路","南彩",116.686111111111,40.168611111111098,"规范","南","枪机","11.45.65.106",80,"海康威视","DS-2CD4026FWD","admin","SYnc51653","李乔伟、刘宁","15704776243\n15801016989",2]
["10200283","白马路与左堤支线路口1号球机","15121910001310012309","白马路与左堤支线路口一号","左堤支路与白马路路口西南角","无迁移","无","在左堤路与白马路十字路口西北角红路灯控制箱取电","无","联通","白马路","南彩",116.686111111111,40.168611111111098,"规范","全向","球机","11.45.65.107",80,"海康威视","DS-2DF7286-A","admin","SYnc51653","李乔伟、刘宁","15704776243\n15801016989",2]
["10200284","白马路与左堤支线路口2号球机","15121910001310018046","白马路与左堤支线路口二号","左堤支路与白马路路口西南角","无迁移","无","在左堤路与白马路十字路口西北角红路灯控制箱取电","无","联通","白马路","南彩",116.686111111111,40.168611111111098,"规范","全向","球机","11.45.65.108",80,"海康威视","DS-2DF7286-A","admin","SYnc51653","李乔伟、刘宁","15704776243\n15801016989",2]
["10200285","白马路与顺密路路口西向东","15121911001310014988","白马路与顺密路路口西向东","顺密路与白马路路口东北角","无迁移","无","向东50米红绿灯电箱取电","无","联通","白马路","南彩",116.716944444444,40.166944444444397,"规范","东","枪机","11.45.65.117",80,"海康威视","DS-2CD4026FWD","admin","SYnc51653","李乔伟、刘宁","15704776243\n15801016989",2]
["10200286","左堤支线彩虹桥第4个路口西向东","15122303001310011930","左堤支线彩虹桥第四个路口","彩虹桥向西1200米向南路口","无迁移","无","在46号监控杆取电","无","联通","左堤支线","南彩",116.676944444444,40.126666666666701,"规范","东","枪机","11.45.65.169",80,"海康威视","DS-2CD4026FWD","admin","SYnc51653","李乔伟、刘宁","15704776243\n15801016989",2]
["10200287","左堤支线彩虹桥第4路口球机","15122303001310017250","左堤支线彩虹桥第四个路口","彩虹桥向西1200米向南路口","无迁移","无","在46号监控杆取电","无","联通","左堤支线","南彩",116.676944444444,40.126666666666701,"规范","全向","球机","11.45.65.170",80,"海康威视","DS-2DF7286-A","admin","SYnc51653","李乔伟、刘宁","15704776243\n15801016989",2]
["10200288","左堤支线彩虹桥西第5路口北向南","15122509001310019206","左堤支线彩虹桥西第五个路口","顺平辅线与左堤支路路口向南300米向西路口路东","无迁移","无","在北侧十字路口红绿灯电箱取电","无","联通","左堤支线","南彩",116.67333333333301,40.128611111111098,"规范","南","枪机","11.45.65.171",80,"海康威视","DS-2CD4026FWD","admin","SYnc51653","李乔伟、刘宁","15704776243\n15801016989",2]
["10200289","左堤支线彩虹桥西第5个路口球机","15122509001310011600","左堤支线彩虹桥西第五个路口","顺平辅线与左堤支路路口向南300米向西路口路东","无迁移","无","在北侧十字路口红绿灯电箱取电","无","联通","左堤支线","南彩",116.67333333333301,40.128611111111098,"规范","全向","球机","11.45.65.172",80,"海康威视","DS-2DF7286-A","admin","SYnc51653","李乔伟、刘宁","15704776243\n15801016989",2]
["10200290","左堤支线彩虹桥西第1路口西向东","15122804001310011410","左堤支线彩虹桥西第一个路口","彩虹桥向西400米向南路口","无迁移","无","在43号监控杆取电","无","联通","左堤支线","南彩",116.68583333333299,40.123888888888899,"规范","东","枪机","11.45.65.163",80,"海康威视","DS-2CD4026FWD","admin","SYnc51653","李乔伟、刘宁","15704776243\n15801016989",2]
["10200291","左堤支线彩虹桥西第1个路口球机","15122804001310012354","左堤支线彩虹桥西第一个路口","彩虹桥向西400米向南路口","无迁移","无","在43号监控杆取电","无","联通","左堤支线","南彩",116.68583333333299,40.123888888888899,"规范","全向","球机","11.45.65.164",80,"海康威视","DS-2DF7286-A","admin","SYnc51653","李乔伟、刘宁","15704776243\n15801016989",2]
["10200292","左堤支线彩虹桥西第2路口西向东","15122804001310011384","左堤支线彩虹桥西第二个路口","彩虹桥向西850米向南路口","无迁移","无","在44号监控杆取电","无","联通","左堤支线","南彩",116.680833333333,40.125277777777796,"规范","东","枪机","11.45.65.165",80,"海康威视","DS-2CD4026FWD","admin","SYnc51653","李乔伟、刘宁","15704776243\n15801016989",2]
["10200293","左堤支线向西对光明辖区南向北","15123103001310019982","左堤支线向西对光明辖区","左堤支路向西对光明辖区方向路口","无迁移","无","与4号点位取电位置相同","无","联通","左堤支线","南彩",116.67277777777799,40.134166666666701,"规范","北","枪机","11.45.65.173",80,"海康威视","DS-2CD4026FWD","admin","SYnc51653","李乔伟、刘宁","15704776243\n15801016989",2]
["10200294","左堤支线向西对光明辖区路口球机","15123103001310010838","左堤支线向西对光明辖区路口","左堤支路向西对光明辖区方向路口","无迁移","无","与4号点位取电位置相同","无","联通","左堤支线","南彩",116.67277777777799,40.134166666666701,"规范","全向","球机","11.45.65.174",80,"海康威视","DS-2DF7286-A","admin","SYnc51653","李乔伟、刘宁","15704776243\n15801016989",2]
["10200295","汽车交易市场门口南向北","15123104001310013055","汽车交易市场门口","左堤支路汽车交易市场门口","无迁移","无","向南100米电箱取电","无","联通","左堤支线","南彩",116.674722222222,40.137222222222199,"规范","北","枪机","11.45.65.175",80,"海康威视","DS-2CD4026FWD","admin","SYnc51653","李乔伟、刘宁","15704776243\n15801016989",2]
["10200296","汽车交易市场门口球机","15123104001310016278","汽车交易市场门口","左堤支路汽车交易市场门口","无迁移","无","向南100米电箱取电","无","联通","左堤支线","南彩",116.674722222222,40.137222222222199,"规范","全向","球机","11.45.65.176",80,"海康威视","DS-2DF7286-A","admin","SYnc51653","李乔伟、刘宁","15704776243\n15801016989",2]
["10200297","左堤支路Y565乡道卡口南向北车卡","15123104001310011678","左堤支线Y565乡道路口","左堤支路与Y565乡道路口（卡口）","无迁移","无","向东10米其他监控杆控制箱取电","无","联通","左堤支线","南彩",116.69466199999999,40.152352999999998,"规范","北","枪机","11.45.65.177",80,"海康威视","DS-2CD4026FWD","admin","SYnc51653","李乔伟、刘宁","15704776243\n15801016989",2]
["10200298","左堤支线Y565乡道路口球机","15123104001310015078","左堤支线Y565乡道路口","左堤支路与Y565乡道路口（卡口）","无迁移","无","向东10米其他监控杆控制箱取电","无","联通","左堤支线","南彩",116.69466199999999,40.152361999999997,"规范","全向","球机","11.45.65.178",80,"海康威视","DS-2DF7286-A","admin","SYnc51653","李乔伟、刘宁","15704776243\n15801016989",2]
["10200299","左堤路蓝岸丽舍小区南门西向东","16021709001310018114","左堤路蓝岸丽舍小区南门","蓝岸丽舍小区南门","无迁移","无","39号点位与40号点位中间位置变压器取电","无","联通","左堤路","南彩",116.72861111111099,40.1111111111111,"规范","东","枪机","11.45.65.135",80,"海康威视","DS-2CD4026FWD","admin","SYnc51653","李乔伟、刘宁","15704776243\n15801016989",2]
["10200300","左堤路箭杆河西侧东向西","16021709001310012549","左堤路箭杆河西侧","左堤路排水沟桥西路北","无迁移","无","39号点位与40号点位中间位置变压器取电","无","联通","左堤路","南彩",116.726666666667,40.111944444444397,"规范","西","枪机","11.45.65.137",80,"海康威视","DS-2CD4026FWD","admin","SYnc51653","李乔伟、刘宁","15704776243\n15801016989",2]
["10200301","左堤路停车场西向东","16021709001310012381","左堤路停车场","Y563路与左堤路路口西南角（高压线东）","无迁移","无","在左堤路与左堤支路路口监控杆控制箱取电","无","联通","左堤路","南彩",116.70777777777801,40.117222222222203,"规范","东","枪机","11.45.65.139",80,"海康威视","DS-2CD4026FWD","admin","SYnc51653","李乔伟、刘宁","15704776243\n15801016989",2]
["10200302","左堤路停车场东侧球机","16021709001310013970","左堤路停车场东侧","Y563路与左堤路路口西南角（高压线东）","无迁移","无","在左堤路与左堤支路路口监控杆控制箱取电","无","联通","左堤路","南彩",116.70777777777801,40.117222222222203,"规范","全向","球机","11.45.65.140",80,"海康威视","DS-2DF7286-A","admin","SYnc51653","李乔伟、刘宁","15704776243\n15801016989",2]
["10200303","左堤路停车场西侧球机","16021709001310012445","左堤路停车场西侧","Y563路与左堤路路口西南角（高压线西）","无迁移","无","在41号点位取电","无","联通","左堤路","南彩",116.70527777777799,40.117777777777803,"规范","全向","球机","11.45.65.142",80,"海康威视","DS-2DF7286-A","admin","SYnc51653","李乔伟、刘宁","15704776243\n15801016989",2]
["10200304","左堤路蓝岸丽舍小区南门球机","16021709001310017645","左堤路蓝岸丽舍小区南门","蓝岸丽舍小区南门","无迁移","无","39号点位与40号点位中间位置变压器取电","无","联通","左堤路","南彩",116.72861111111099,40.1111111111111,"规范","全向","球机","11.45.65.136",80,"海康威视","DS-2DF7286-A","admin","SYnc51653","李乔伟、刘宁","15704776243\n15801016989",2]
["10200305","左堤路箭杆河西侧球机","16021709001310016032","左堤路箭杆河西侧","左堤路排水沟桥西路北","无迁移","无","39号点位与40号点位中间位置变压器取电","无","联通","左堤路","南彩",116.726666666667,40.111944444444397,"规范","全向","球机","11.45.65.138",80,"海康威视","DS-2DF7286-A","admin","SYnc51653","李乔伟、刘宁","15704776243\n15801016989",2]
["10200306","左堤路停车场东向西","16021709001310010176","左堤路停车场","Y563路与左堤路路口西南角（高压线西）","无迁移","无","在41号点位取电","无","联通","左堤路","南彩",116.70527777777799,40.117777777777803,"规范","西","枪机","11.45.65.141",80,"海康威视","DS-2CD4026FWD","admin","SYnc51653","李乔伟、刘宁","15704776243\n15801016989",2]
["10200307","南彩公交汽车总站东向西","16021710001310011845","南彩公交汽车总站","915总站西北角","无迁移","无","拆","无","联通","顺平辅线","南彩",116.740555555556,40.134166666666701,"规范","西","枪机","11.45.65.84",80,"海康威视","DS-2CD4026FWD","admin","SYnc51653","李乔伟、刘宁","15704776243\n15801016989",2]
["10200308","南彩公交总站球机","16021710001310012504","南彩公交总站","915总站西北角","无迁移","无","拆","无","联通","顺平辅线","南彩",116.740555555556,40.134166666666701,"规范","全向","球机","11.45.65.85",80,"海康威视","DS-2DF7286-A","admin","SYnc51653","李乔伟、刘宁","15704776243\n15801016989",2]
["10200309","北京农商行南彩支行门口东向西","16021710001310013833","北京农商行南彩支行门口","农村商业银行南彩支行门口路北","无迁移","无","拆","无","联通","顺平辅线","南彩",116.73222222222201,40.1330555555556,"规范","西","枪机","11.45.65.82",80,"海康威视","DS-2CD4026FWD","admin","SYnc51653","李乔伟、刘宁","15704776243\n15801016989",2]
["10200310","南彩镇卫生院门口东向西","16021710001310013625","南彩镇卫生院门口","南彩镇卫生院门口路南","无迁移","无","拆","无","联通","顺平辅线","南彩",116.744444444444,40.134722222222202,"规范","西","枪机","11.45.65.86",80,"海康威视","DS-2CD4026FWD","admin","SYnc51653","李乔伟、刘宁","15704776243\n15801016989",2]
["10200311","北京农商行南彩支行门口球机","16021710001310011688","北京农商行南彩支行门口","农村商业银行南彩支行门口路北","无迁移","无","拆","无","联通","顺平辅线","南彩",116.73222222222201,40.1330555555556,"规范","全向","球机","11.45.65.83",80,"海康威视","DS-2DF7286-A","admin","SYnc51653","李乔伟、刘宁","15704776243\n15801016989",2]
["10200312","南彩镇卫生院门口球机","16021710001310013778","南彩镇卫生院门口","南彩镇卫生院门口路南","无迁移","无","拆","无","联通","顺平辅线","南彩",116.744444444444,40.134722222222202,"规范","全向","球机","11.45.65.87",80,"海康威视","DS-2DF7286-A","admin","SYnc51653","李乔伟、刘宁","15704776243\n15801016989",2]
["10200313","顺平辅线顺达加油站对面西向东","16021711001310010136","顺平辅线顺达加油站对面","李魏路与顺平辅线路口向东160米路南","无迁移","无","拆","无","联通","顺平辅线","南彩",116.761965,40.143891000000004,"规范","东","枪机","11.45.65.98",80,"海康威视","DS-2CD4026FWD","admin","SYnc51653","李乔伟、刘宁","15704776243\n15801016989",2]
["10200314","顺平辅线南彩市场西门球机","16021711001310010958","顺平辅线南彩市场西门","南彩市场西南门外顺平辅线路南","无迁移","无","拆","无","联通","顺平辅线","南彩",116.74722222222201,40.135555555555598,"规范","全向","球机","11.45.65.89",80,"海康威视","DS-2DF7286-A","admin","SYnc51653","李乔伟、刘宁","15704776243\n15801016989",2]
["10200315","顺平辅线南彩市场西门东向西","16021711001310015960","顺平辅线南彩市场西门","南彩市场西南门外顺平辅线路南","无迁移","无","拆","无","联通","顺平辅线","南彩",116.74722222222201,40.135555555555598,"规范","西","枪机","11.45.65.88",80,"海康威视","DS-2CD4026FWD","admin","SYnc51653","李乔伟、刘宁","15704776243\n15801016989",2]
["10200316","顺平辅线顺达加油站对面球机","16021711001310012533","顺平辅线顺达加油站对面","李魏路与顺平辅线路口向东160米路南","无迁移","无","拆","无","联通","顺平辅线","南彩",116.761965,40.143898,"规范","全向","球机","11.45.65.99",80,"海康威视","DS-2DF7286-A","admin","SYnc51653","李乔伟、刘宁","15704776243\n15801016989",2]
["10200317","南彩第一幼儿园门口东向西","16021702001310011759","南彩第一幼儿园门口","南彩第一幼儿园门口路南","无迁移","无","在幼儿园内电杆电箱内取电","从未收过费","联通","顺平辅线","南彩",116.75277777777799,40.139722222222197,"规范","西","枪机","11.45.65.94",80,"海康威视","DS-2CD4026FWD","admin","SYnc51653","李乔伟、刘宁","15704776243\n15801016989",2]
["10200318","南彩第一幼儿园门口球机","16021702001310016730","南彩第一幼儿园门口","南彩第一幼儿园门口路南","无迁移","无","在幼儿园内电杆电箱内取电","从未收过费","联通","顺平辅线","南彩",116.75277777777799,40.139722222222197,"规范","全向","球机","11.45.65.95",80,"海康威视","DS-2DF7286-A","admin","SYnc51653","李乔伟、刘宁","15704776243\n15801016989",2]
["10200319","顺平辅线与李魏路路口西向东","16021702001310010560","顺平辅线与李魏路路口","顺平辅线与李魏路路口东南角","无迁移","无","拆","无","联通","顺平辅线","南彩",116.74944444444399,40.136111111111099,"规范","东","枪机","11.45.65.90",80,"海康威视","DS-2CD4026FWD","admin","SYnc51653","李乔伟、刘宁","15704776243\n15801016989",2]
["10200320","顺平辅线与李魏路路口球机","16021702001310017260","顺平辅线与李魏路路口","顺平辅线与李魏路路口东南角","无迁移","无","拆","无","联通","顺平辅线","南彩",116.74944444444399,40.136111111111099,"规范","全向","球机","11.45.65.91",80,"海康威视","DS-2DF7286-A","admin","SYnc51653","李乔伟、刘宁","15704776243\n15801016989",2]
["10200321","白马路与陈马路路口东向西","16021702001310016371","白马路与陈马路路口","陈马路与白马路路口西南角","无迁移","无","十字路口东南角红绿灯控制电箱取电","无","联通","白马路","南彩",116.795638,40.175885999999998,"规范","西","枪机","11.45.65.133",80,"海康威视","DS-2CD4026FWD","admin","SYnc51653","李乔伟、刘宁","15704776243\n15801016989",2]
["10200322","白马路与陈马路路口球机","16021702001310013698","白马路与陈马路路口","陈马路与白马路路口西南角","无迁移","无","十字路口东南角红绿灯控制电箱取电","无","联通","白马路","南彩",116.795638,40.175924999999999,{"$f":"IF(AND(LEN(M323)-FIND(\".\",M323&\".\")>5,LEN(N323)-FIND(\".\",N323&\".\")>5),\"规范\",\"不规范\")","v":"规范"},"全向","球机","11.45.65.134",80,"海康威视","DS-2DF7286-A","admin","SYnc51653","李乔伟、刘宁","15704776243\n15801016989",2]
["10200323","白马路与李木路路口东向西","16021702001310017587","白马路与李木路路口","白马路与李木路路口东北角","无迁移","无","十字路口东南角红绿灯控制电箱取电","无","联通","白马路","南彩",116.76111111111101,40.168611111111098,"规范","西","枪机","11.45.65.129",80,"海康威视","DS-2CD4026FWD","admin","SYnc51653","李乔伟、刘宁","15704776243\n15801016989",2]
["10200324","白马路与李木路路口球机","16021702001310014315","白马路与李木路路口","白马路与李木路路口东北角","无迁移","无","十字路口东南角红绿灯控制电箱取电","无","联通","白马路","南彩",116.76111111111101,40.168611111111098,"规范","全向","球机","11.45.65.130",80,"海康威视","DS-2DF7286-A","admin","SYnc51653","李乔伟、刘宁","15704776243\n15801016989",2]
["10200325","李魏路望渠村口北向南","16021703001310018956","李魏路望渠村口","李魏路向北南彩镇边界","无迁移","无","北面10米电杆电箱取电，","电费在村委会交，先用后交","联通","白马路","南彩",116.751111111111,40.168333333333301,"规范","南","枪机","11.45.65.123",80,"海康威视","DS-2CD4026FWD","admin","SYnc51653","李乔伟、刘宁","15704776243\n15801016989",2]
["10200326","李魏路望渠村口南向北","16021703001310010999","李魏路望渠村口","李魏路向北南彩镇边界","无迁移","无","北面10米电杆电箱取电，","电费在村委会交，先用后交","联通","白马路","南彩",116.76333099999999,40.184851000000002,"规范","北","枪机","11.45.65.124",80,"海康威视","DS-2CD4026FWD","admin","SYnc51653","李乔伟、刘宁","15704776243\n15801016989",2]
["10200327","白马路与李魏路路口北向南","16021703001310017744","白马路与李魏路路口","白马路与李魏路路口东北角","无迁移","无","路南侧红绿灯电箱取电","无","联通","白马路","南彩",116.75055555555601,40.168888888888901,"规范","南","枪机","11.45.65.121",80,"海康威视","DS-2CD4026FWD","admin","SYnc51653","李乔伟、刘宁","15704776243\n15801016989",2]
["10200328","白马路与李魏路路口球机","16021703001310012030","白马路与李魏路路口","白马路与李魏路路口东北角","无迁移","无","路南侧红绿灯电箱取电","无","联通","白马路","南彩",116.75055555555601,40.168888888888901,"规范","全向","球机","11.45.65.122",80,"海康威视","DS-2DF7286-A","admin","SYnc51653","李乔伟、刘宁","15704776243\n15801016989",2]
["10200329","顺平路河北村南口东向西","16021810001310012539","顺平路河北村南口","顺平路河北村出口路北（排水桥西）","无迁移","无","向东300米变压器取电（市政变压器）","无","联通","顺平路","南彩",116.712222222222,40.122222222222199,"规范","西","枪机","11.45.65.7",80,"海康威视","DS-2CD4026FWD","admin","SYnc51653","李乔伟、刘宁","15704776243\n15801016989",2]
["10200330","顺平路河北村南口球机","16021810001310015995","顺平路河北村南口","顺平路河北村出口路北（排水桥西）","无迁移","无","向东300米变压器取电（市政变压器）","无","联通","顺平路","南彩",116.712222222222,40.122222222222199,"规范","全向","球机","11.45.65.8",80,"海康威视","DS-2DF7286-A","admin","SYnc51653","李乔伟、刘宁","15704776243\n15801016989",2]
["10200331","顺平路与陈马路路口球机","16021802001310015178","顺平路与陈马路路口","陈马路与顺平路路口西北角","无迁移","无","北侧变压器取电","无","联通","顺平路","南彩",116.77805555555599,40.144166666666699,"规范","全向","球机","11.45.65.24",80,"海康威视","DS-2DF7286-A","admin","SYnc51653","李乔伟、刘宁","15704776243\n15801016989",2]
["10200332","顺平路与李木路路口球机","16021802001310019978","顺平路与李木路路口","李木路与顺平路路口东北角","无迁移","无","旁边红绿灯电箱取电","无","联通","顺平路","南彩",116.76305555555599,40.140277777777797,"规范","全向","球机","11.45.65.19",80,"海康威视","DS-2DF7286-A","admin","SYnc51653","李乔伟、刘宁","15704776243\n15801016989",2]
["10200333","李木路望渠村北南向北","16021802001310012564","李木路望渠村北","望渠村东北李木路道口","无迁移","无","向北10米电杆电箱取电","电费在村委会交，先用后交","联通","白马路","南彩",116.75277777777799,40.168055555555597,"规范","北","枪机","11.45.65.131",80,"海康威视","DS-2CD4026FWD","admin","SYnc51653","李乔伟、刘宁","15704776243\n15801016989",2]
["10200334","李木路望渠村北球机","16021802001310016871","李木路望渠村北","望渠村东北李木路道口","无迁移","无","向北10米电杆电箱取电","电费在村委会交，先用后交","联通","白马路","南彩",116.773562,40.184386000000003,"规范","全向","球机","11.45.65.132",80,"海康威视","DS-2DF7286-A","admin","SYnc51653","李乔伟、刘宁","15704776243\n15801016989",2]
["10200335","顺平路与陈马路路口东向西","16021803001310015771","顺平路与陈马路路口","陈马路与顺平路路口西北角","无迁移","无","北侧变压器取电","无","联通","顺平路","南彩",116.77805555555599,40.144166666666699,"规范","西","枪机","11.45.65.22",80,"海康威视","DS-2CD4026FWD","admin","SYnc51653","李乔伟、刘宁","15704776243\n15801016989",2]
["10200336","顺平路与陈马路路口西向东","16021803001310010689","顺平路与陈马路路口","陈马路与顺平路路口西北角","无迁移","无","北侧变压器取电","无","联通","顺平路","南彩",116.77805555555599,40.144166666666699,"规范","东","枪机","11.45.65.23",80,"海康威视","DS-2CD4026FWD","admin","SYnc51653","李乔伟、刘宁","15704776243\n15801016989",2]
["10200337","顺平路与李木路路口东向西","16021803001310018540","顺平路与李木路路口","李木路与顺平路路口东北角","无迁移","无","旁边红绿灯电箱取电","无","联通","顺平路","南彩",116.76305555555599,40.140277777777797,"规范","西","枪机","11.45.65.18",80,"海康威视","DS-2CD4026FWD","admin","SYnc51653","李乔伟、刘宁","15704776243\n15801016989",2]
["10200338","顺平路前俸伯村南口东向西","16021803001310012756","顺平路前俸伯村南口","顺平路与左堤路路口往600米前俸伯村南口路北","无迁移","无","向北10米电杆电箱取电","电费需到村委会交","联通","顺平路","南彩",116.70166666666699,40.1244444444444,"规范","西","枪机","11.45.65.5",80,"海康威视","DS-2CD4026FWD","admin","SYnc51653","李乔伟、刘宁","15704776243\n15801016989",2]
["10200339","顺平路前俸伯村南口球机","16021803001310018415","顺平路前俸伯村南口","顺平路与左堤路路口往600米前俸伯村南口路北","无迁移","无","向北10米电杆电箱取电","电费需到村委会交","联通","顺平路","南彩",116.70166666666699,40.1244444444444,"规范","全向","球机","11.45.65.6",80,"海康威视","DS-2DF7286-A","admin","SYnc51653","李乔伟、刘宁","15704776243\n15801016989",2]
["10200340","白马路潮白河桥东侧西向东","16021804001310010167","白马路潮白河桥东侧","白马路潮白河桥东路南","无迁移","无","在8号点位监控杆控制箱取电 ","无","联通","白马路","南彩",116.678333333333,40.169166666666698,"规范","东","枪机","11.45.65.101",80,"海康威视","DS-2CD4026FWD","admin","SYnc51653","李乔伟、刘宁","15704776243\n15801016989",2]
["10200341","白马路潮白河桥东侧球机","16021804001310011054","白马路潮白河桥东侧","白马路潮白河桥东路南","无迁移","无","在8号点位监控杆控制箱取电 ","无","联通","白马路","南彩",116.678333333333,40.169166666666698,"规范","全向","球机","11.45.65.102",80,"海康威视","DS-2DF7286-A","admin","SYnc51653","李乔伟、刘宁","15704776243\n15801016989",2]
["10200342","水上公园5号门西向东","16021804001310010984","水上公园5号门","白马路潮白河桥东50米路南","无迁移","无","水上公园南门向西200米落地电箱（向东侧开门的电箱）取电  ","无","联通","白马路","南彩",116.68111111111099,40.169166666666698,"规范","东","枪机","11.45.65.103",80,"海康威视","DS-2CD4026FWD","admin","SYnc51653","李乔伟、刘宁","15704776243\n15801016989",2]
["10200343","水上公园5号门球机","16021804001310011291","水上公园5号门","白马路潮白河桥东50米路南","无迁移","无","水上公园南门向西200米落地电箱（向东侧开门的电箱）取电  ","无","联通","白马路","南彩",116.68111111111099,40.169166666666698,"规范","全向","球机","11.45.65.104",80,"海康威视","DS-2DF7286-A","admin","SYnc51653","李乔伟、刘宁","15704776243\n15801016989",2]
["10200344","白马路潮白河桥东侧东向西","16021804001310011787","白马路潮白河桥东侧","白马路潮白河桥东路南","无迁移","无","在8号点位监控杆控制箱取电 ","无","联通","白马路","南彩",116.678333333333,40.169166666666698,"规范","西","枪机","11.45.65.100",80,"海康威视","DS-2CD4026FWD","admin","SYnc51653","李乔伟、刘宁","15704776243\n15801016989",2]
["10200345","南彩开发区管委会门口南向北","16021804001310012665","南彩开发区管委会门口","开发区管委会门口路西","无迁移","无","北京彩园顺达工业开发中心门卫室取电","无","联通","顺平辅线","南彩",116.688611111111,40.135555555555598,"规范","北","枪机","11.45.65.44",80,"海康威视","DS-2CD4026FWD","admin","SYnc51653","李乔伟、刘宁","15704776243\n15801016989",2]
["10200346","南彩开发区管委会门口球机","16021804001310013810","南彩开发区管委会门口","开发区管委会门口路西","无迁移","无","北京彩园顺达工业开发中心门卫室取电","无","联通","顺平辅线","南彩",116.688611111111,40.135555555555598,"规范","全向","球机","11.45.65.45",80,"海康威视","DS-2DF7286-A","admin","SYnc51653","李乔伟、刘宁","15704776243\n15801016989",2]
["10200347","顺平路与李魏路路口东向西","16021909001310019450","顺平路与李魏路路口","李魏路与顺平路路口东北角","无迁移","无","东侧路口红绿灯电箱取电","无","联通","顺平路","南彩",116.76186199999999,40.140766999999997,"规范","西","枪机","11.45.65.16",80,"海康威视","DS-2CD4026FWD","admin","SYnc51653","李乔伟、刘宁","15704776243\n15801016989",2]
["10200348","顺平路与李魏路路口球机","16021909001310010017","顺平路与李魏路路口","李魏路与顺平路路口东北角","无迁移","无","东侧路口红绿灯电箱取电","无","联通","顺平路","南彩",116.76185700000001,40.140766999999997,"规范","全向","球机","11.45.65.17",80,"海康威视","DS-2DF7286-A","admin","SYnc51653","李乔伟、刘宁","15704776243\n15801016989",2]
["10200349","李魏路彩苑小区出口北向南","16021909001310013929","李魏路彩苑小区出口","李魏路彩苑小区出口路东","无迁移","无","北面100米变压器取电","从未收过费","联通","顺平辅线","南彩",116.748888888889,40.141111111111101,"规范","南","枪机","11.45.65.96",80,"海康威视","DS-2CD4026FWD","admin","SYnc51653","李乔伟、刘宁","15704776243\n15801016989",2]
["10200350","李魏路彩苑小区出口球机","16021909001310019202","李魏路彩苑小区出口","李魏路彩苑小区出口路东","无迁移","无","北面100米变压器取电","从未收过费","联通","顺平辅线","南彩",116.748888888889,40.141111111111101,"规范","全向","球机","11.45.65.97",80,"海康威视","DS-2DF7286-A","admin","SYnc51653","李乔伟、刘宁","15704776243\n15801016989",2]
["10200351","左堤支线高尔夫协会路口南向北","16021909001310011693","左堤支线高尔夫协会路口","左堤支路向高尔夫协会训练基地方向路口","无迁移","无","在5号监控杆取电","无","联通","左堤支线","南彩",116.683055555556,40.148055555555601,"规范","北","枪机","11.45.65.179",80,"海康威视","DS-2CD4026FWD","admin","SYnc51653","李乔伟、刘宁","15704776243\n15801016989",2]
["10200352","左堤支线高尔夫协会路口球机","16021909001310015060","左堤支线高尔夫协会路口","左堤支路向高尔夫协会训练基地方向路口","无迁移","无","在5号监控杆取电","无","联通","左堤支线","南彩",116.683055555556,40.148055555555601,"规范","全向","球机","11.45.65.180",80,"海康威视","DS-2DF7286-A","admin","SYnc51653","李乔伟、刘宁","15704776243\n15801016989",2]
["10200353","左堤支线彩虹桥西第2路口球机","16021910001310010376","左堤支线彩虹桥西第二个路口","彩虹桥向西850米向南路口","无迁移","无","在44号监控杆取电","无","联通","左堤支线","南彩",116.680833333333,40.125277777777796,"规范","全向","球机","11.45.65.166",80,"海康威视","DS-2DF7286-A","admin","SYnc51653","李乔伟、刘宁","15704776243\n15801016989",2]
["10200354","后俸伯村西口南向北","16022210001310019259","后俸伯村西口","南彩经济开发区东口路东","无迁移","无","向北红绿灯电箱取电","无","联通","左堤路","南彩",116.70764200000001,40.144500999999998,"规范","北","枪机","11.45.65.151",80,"海康威视","DS-2CD4026FWD","admin","SYnc51653","李乔伟、刘宁","15704776243\n15801016989",2]
["10200355","后俸伯村西口球机","16022210001310010129","后俸伯村西口","南彩经济开发区东口路东","无迁移","无","向北红绿灯电箱取电","无","联通","左堤路","南彩",116.70763100000001,40.144500999999998,"规范","全向","球机","11.45.65.152",80,"海康威视","DS-2DF7286-A","admin","SYnc51653","李乔伟、刘宁","15704776243\n15801016989",2]
["10200356","顺密路中石化路口南向北","16022210001310010062","顺密路中石化路口","后俸伯村西北角中国石化加油站丁字路口东南角","无迁移","无","向南路口红绿灯电箱取电，与54号点位取电位置相同","无","联通","左堤路","南彩",116.697222222222,40.140277777777797,"规范","北","枪机","11.45.65.153",80,"海康威视","DS-2CD4026FWD","admin","SYnc51653","李乔伟、刘宁","15704776243\n15801016989",2]
["10200357","顺密路中石化路口西向东","16022210001310013073","顺密路中石化路口","后俸伯村西北角中国石化加油站丁字路口东南角","无迁移","无","向南路口红绿灯电箱取电，与54号点位取电位置相同","无","联通","左堤路","南彩",116.697222222222,40.140277777777797,"规范","东","枪机","11.45.65.154",80,"海康威视","DS-2CD4026FWD","admin","SYnc51653","李乔伟、刘宁","15704776243\n15801016989",2]
["10200358","顺密路中石化路口球机","16022210001310010078","顺密路中石化路口","后俸伯村西北角中国石化加油站丁字路口东南角","无迁移","无","向南路口红绿灯电箱取电，与54号点位取电位置相同","无","联通","左堤路","南彩",116.697222222222,40.140277777777797,"规范","全向","球机","11.45.65.155",80,"海康威视","DS-2DF7286-A","admin","SYnc51653","李乔伟、刘宁","15704776243\n15801016989",2]
["10200359","顺密路中石油路口北向南","16022210001310011868","顺密路中石油路口","Y365路与顺密路路口东南角","无迁移","无","南侧护栏内变压器取电","加油站收费","联通","左堤路","南彩",116.709444444444,40.154722222222198,"规范","南","枪机","11.45.65.158",80,"海康威视","DS-2CD4026FWD","admin","SYnc51653","李乔伟、刘宁","15704776243\n15801016989",2]
["10200360","顺密路中石油路口南向北","16022210001310017902","顺密路中石油路口","Y365路与顺密路路口东南角","无迁移","无","南侧护栏内变压器取电","加油站收费","联通","左堤路","南彩",116.709444444444,40.154722222222198,"规范","北","枪机","11.45.65.159",80,"海康威视","DS-2CD4026FWD","admin","SYnc51653","李乔伟、刘宁","15704776243\n15801016989",2]
["10200361","顺密路中石油路口球机","16022210001310019894","顺密路中石油路口","Y365路与顺密路路口东南角","无迁移","无","南侧护栏内变压器取电","加油站收费","联通","左堤路","南彩",116.709444444444,40.154722222222198,"规范","全向","球机","11.45.65.160",80,"海康威视","DS-2DF7286-A","admin","SYnc51653","李乔伟、刘宁","15704776243\n15801016989",2]
["10200362","南彩中小学门口西向东","16030901001310011020","南彩中小学门口","顺义区南彩中小学门口路南","无迁移","无","向西300米电杆取电，","卡买电","联通","顺平辅线","南彩",116.745833333333,40.137777777777799,"规范","东","枪机","11.45.65.92",80,"海康威视","DS-2CD4026FWD","admin","SYnc51653","李乔伟、刘宁","15704776243\n15801016989",2]
["10200363","南彩中小学门口球机","16030901001310016397","南彩中小学门口","顺义区南彩中小学门口路南","无迁移","无","向西300米电杆取电，","卡买电","联通","顺平辅线","南彩",116.745833333333,40.137777777777799,"规范","全向","球机","11.45.65.93",80,"海康威视","DS-2DF7286-A","admin","SYnc51653","李乔伟、刘宁","15704776243\n15801016989",2]
["10200364","顺平路与Y563路路口东向西","16030902001310019250","顺平路与Y563路路口","顺平路与Y563路路口西北角","无迁移","无","进村100米电杆取电（电杆编号：河北村036二路-6号杆）","卡买电","联通","顺平路","南彩",116.732505,40.128487,"规范","西","枪机","11.45.65.9",80,"海康威视","DS-2CD4026FWD","admin","SYnc51653","李乔伟、刘宁","15704776243\n15801016989",2]
["10200365","顺平路与Y563路路口西向东","16030902001310013146","顺平路与Y563路路口","顺平路与Y563路路口西北角","无迁移","无","进村100米电杆取电（电杆编号：河北村036二路-6号杆）","卡买电","联通","顺平路","南彩",116.732505,40.128484,"规范","东","枪机","11.45.65.10",80,"海康威视","DS-2CD4026FWD","admin","SYnc51653","李乔伟、刘宁","15704776243\n15801016989",2]
["10200366","顺平路与Y563路路口球机","16030902001310018146","顺平路与Y563路路口","顺平路与Y563路路口西北角","无迁移","无","进村100米电杆取电（电杆编号：河北村036二路-6号杆）","卡买电","联通","顺平路","南彩",116.732505,40.128481000000001,"规范","全向","球机","11.45.65.11",80,"海康威视","DS-2DF7286-A","admin","SYnc51653","李乔伟、刘宁","15704776243\n15801016989",2]
["10200367","顺平辅线彩俸北区北门东向西","16030902001310014519","顺平辅线彩俸北区","彩俸北区正北门路北","无迁移","无","拆",null,"联通","顺平辅线","南彩",116.678055555556,40.1319444444444,"规范","西","枪机","11.45.65.58",80,"海康威视","DS-2CD4026FWD","admin","SYnc51653","李乔伟、刘宁","15704776243\n15801016989",2]
["10200368","顺平辅线俸伯车站1号球机","16030902001310016358","顺平辅线俸伯车站一号","彩俸北区正北门路北","无迁移","无","拆",null,"联通","顺平辅线","南彩",116.678055555556,40.1319444444444,"规范","全向","球机","11.45.65.59",80,"海康威视","DS-2DF7286-A","admin","SYnc51653","李乔伟、刘宁","15704776243\n15801016989",2]
["10200369","顺平辅线俸伯车站西向东","16030902001310012856","顺平辅线俸伯车站","彩俸北区正北门路北","无迁移","无","拆",null,"联通","顺平辅线","南彩",116.694444444444,40.1319444444444,"规范","东","枪机","11.45.65.60",80,"海康威视","DS-2CD4026FWD","admin","SYnc51653","李乔伟、刘宁","15704776243\n15801016989",2]
["10200370","顺平辅线俸伯车站2号球机","16030902001310014489","顺平辅线俸伯车站二号","彩俸北区正北门路北","无迁移","无","拆",null,"联通","顺平辅线","南彩",116.694444444444,40.1313888888889,"规范","全向","球机","11.45.65.61",80,"海康威视","DS-2DF7286-A","admin","SYnc51653","李乔伟、刘宁","15704776243\n15801016989",2]
["10200371","顺平辅线彩俸北区东侧路口北向南","16030902001310011457","顺平辅线彩俸北区东侧路口","俸伯山西小吃西面路口顺平辅线路南","无迁移","无","拆",null,"联通","顺平辅线","南彩",116.696944444444,40.1319444444444,"规范","南","枪机","11.45.65.62",80,"海康威视","DS-2CD4026FWD","admin","SYnc51653","李乔伟、刘宁","15704776243\n15801016989",2]
["10200372","顺平辅线彩俸北区东侧路口一号球机","16030902001310017538","顺平辅线彩俸北区东侧路口一号","俸伯山西小吃西面路口顺平辅线路南","无迁移","无","拆",null,"联通","顺平辅线","南彩",116.696944444444,40.1319444444444,"规范","全向","球机","11.45.65.63",80,"海康威视","DS-2DF7286-A","admin","SYnc51653","李乔伟、刘宁","15704776243\n15801016989",2]
["10200373","顺平辅线彩俸北区东侧路口南向北","16030902001310015881","顺平辅线彩俸北区东侧路口","俸伯山西小吃西面路口顺平辅线路南","无迁移","无","拆",null,"联通","顺平辅线","南彩",116.696944444444,40.1319444444444,"规范","北","枪机","11.45.65.64",80,"海康威视","DS-2CD4026FWD","admin","SYnc51653","李乔伟、刘宁","15704776243\n15801016989",2]
["10200374","顺平辅线彩俸北区东侧路口二号球机","16030902001310016775","顺平辅线彩俸北区东侧路口二号","俸伯山西小吃西面路口顺平辅线路南","无迁移","无","拆",null,"联通","顺平辅线","南彩",116.696944444444,40.1319444444444,"规范","全向","球机","11.45.65.65",80,"海康威视","DS-2DF7286-A","admin","SYnc51653","李乔伟、刘宁","15704776243\n15801016989",2]
["10200375","顺平辅线前俸伯村路口西向东","16030902001310013722","顺平辅线前俸伯村路口","俸伯渝都轩巴乡石锅鱼向东50M（原张新建防水材料商店）","无迁移","无","拆",null,"联通","顺平辅线","南彩",116.701388888889,40.132222222222197,"规范","东","枪机","11.45.65.68",80,"海康威视","DS-2CD4026FWD","admin","SYnc51653","李乔伟、刘宁","15704776243\n15801016989",2]
["10200376","顺平辅线前俸伯村路口球机","16030902001310014054","顺平辅线前俸伯村路口","俸伯渝都轩巴乡石锅鱼向东50M（原张新建防水材料商店）","无迁移","无","拆",null,"联通","顺平辅线","南彩",116.701388888889,40.132222222222197,"规范","全向","球机","11.45.65.69",80,"海康威视","DS-2DF7286-A","admin","SYnc51653","李乔伟、刘宁","15704776243\n15801016989",2]
["10200377","顺平路彩俸小区南口东向西","16030902001310014541","顺平路彩俸小区南口","顺平路与左堤路路口往东300米彩俸小区南口路北","无迁移","无","向北400米路口电杆取电，（电杆编号：北彩004一路-13号杆）","有电卡需拿卡去村委会买电","联通","顺平路","南彩",116.698055555556,40.124722222222204,"规范","西","枪机","11.45.65.3",80,"海康威视","DS-2CD4026FWD","admin","SYnc51653","李乔伟、刘宁","15704776243\n15801016989",2]
["10200378","顺平路彩俸小区南口球机","16030902001310012783","顺平路彩俸小区南口","顺平路与左堤路路口往东300米彩俸小区南口路北","无迁移","无","向北400米路口电杆取电，（电杆编号：北彩004一路-13号杆）","有电卡需拿卡去村委会买电","联通","顺平路","南彩",116.698055555556,40.124722222222204,"规范","全向","球机","11.45.65.4",80,"海康威视","DS-2DF7286-A","admin","SYnc51653","李乔伟、刘宁","15704776243\n15801016989",2]
["10200379","顺平路前薛各庄西南口东向西","16030902001310010872","顺平路前薛各庄西南口","顺平路前薛各庄西南出口","无迁移","无","进村150米处电杆取电，（电杆编号：九王庄015二路1/3号杆）。","卡买电","联通","顺平路","南彩",116.70333333333301,40.1244444444444,"规范","西","枪机","11.45.65.12",80,"海康威视","DS-2CD4026FWD","admin","SYnc51653","李乔伟、刘宁","15704776243\n15801016989",2]
["10200380","顺平路前薛各庄西南口球机","16030902001310010826","顺平路前薛各庄西南口","顺平路前薛各庄西南出口","无迁移","无","进村150米处电杆取电，（电杆编号：九王庄015二路1/3号杆）。","卡买电","联通","顺平路","南彩",116.70333333333301,40.1244444444444,"规范","全向","球机","11.45.65.13",80,"海康威视","DS-2DF7286-A","admin","SYnc51653","李乔伟、刘宁","15704776243\n15801016989",2]
["10200381","顺平路前薛各庄东南口东向西","16030902001310018659","顺平路前薛各庄东南口","顺平路前薛各庄东南出口","无迁移","无","向南进村100米电杆取电(电杆编号：九王庄004二路3号杆)","无","联通","顺平路","南彩",116.754999,40.135069000000001,"规范","西","枪机","11.45.65.14",80,"海康威视","DS-2CD4026FWD","admin","SYnc51653","李乔伟、刘宁","15704776243\n15801016989",2]
["10200382","顺平路前薛各庄东南口球机","16030902001310017261","顺平路前薛各庄东南口","顺平路前薛各庄东南出口","无迁移","无","向南进村100米电杆取电(电杆编号：九王庄004二路3号杆)","无","联通","顺平路","南彩",116.754999,40.135064999999997,"规范","全向","球机","11.45.65.15",80,"海康威视","DS-2DF7286-A","admin","SYnc51653","李乔伟、刘宁","15704776243\n15801016989",2]
["10200383","南彩华福万家西向东","16030903001310018383","南彩华福万家（学忠酒家南）","华福万家对面，顺平辅线路南           （球机违章停车）","无迁移","无","拆",null,"联通","顺平辅线","南彩",116.699166666667,40.1319444444444,"规范","东","枪机","11.45.65.66",80,"海康威视","DS-2CD4026FWD","admin","SYnc51653","李乔伟、刘宁","15704776243\n15801016989",2]
["10200384","俸伯市场西口球机","16031102001310010882","俸伯市场西口","前俸伯二街西口","无迁移","无","前俸伯二街西口","无","联通","左堤路","南彩",116.693055555556,40.129166666666698,"规范","全向","球机","11.45.65.150",80,"海康威视","DS-2DF7286-A","admin","SYnc51653","李乔伟、刘宁","15704776243\n15801016989",2]
["10200385","李木路与Y501路路口北向南","16031609001310017773","李木路与Y501路路口","李木路与Y501路路口路东","无迁移","无","西北角变压器取电","原在村委会缴费，现不用缴费","联通","顺平路","南彩",116.76777777777799,40.123055555555602,"规范","南","枪机","11.45.65.20",80,"海康威视","DS-2CD4026FWD","admin","SYnc51653","李乔伟、刘宁","15704776243\n15801016989",2]
["10200386","顺平辅线箭杆河桥西路口西向东","16031609001310012261","顺平辅线箭杆河桥西路口","南彩顺平辅线与Y552路路口西北角","无迁移","无","拆",null,"联通","顺平辅线","南彩",116.727777777778,40.132222222222197,{"$f":"IF(AND(LEN(M387)-FIND(\".\",M387&\".\")>5,LEN(N387)-FIND(\".\",N387&\".\")>5),\"规范\",\"不规范\")","v":"规范"},"东","枪机","11.45.65.80",80,"海康威视","DS-2CD4026FWD","admin","SYnc51653","李乔伟、刘宁","15704776243\n15801016989",2]
["10200387","顺平辅线箭杆河桥西路口球机","16031609001310010350","顺平辅线箭杆河桥西路口","南彩顺平辅线与Y552路路口西北角","无迁移","无","拆",null,"联通","顺平辅线","南彩",116.727777777778,40.132777777777797,"规范","全向","球机","11.45.65.81",80,"海康威视","DS-2DF7286-A","admin","SYnc51653","李乔伟、刘宁","15704776243\n15801016989",2]
["10200388","顺平辅线华顺兴加油站东向西","16031609001310018745","顺平辅线华顺兴加油站","南彩顺平辅线华顺兴加油站西南角路南","无迁移","无","拆",null,"联通","顺平辅线","南彩",116.733017,40.139971000000003,"规范","西","枪机","11.45.65.78",80,"海康威视","DS-2CD4026FWD","admin","SYnc51653","李乔伟、刘宁","15704776243\n15801016989",2]
["10200389","顺平辅线华顺兴加油站球机","16031609001310012841","顺平辅线华顺兴加油站","南彩顺平辅线华顺兴加油站西南角路南","无迁移","无","拆",null,"联通","顺平辅线","南彩",116.733013,40.139975,"规范","全向","球机","11.45.65.79",80,"海康威视","DS-2DF7286-A","admin","SYnc51653","李乔伟、刘宁","15704776243\n15801016989",2]
["10200390","李木路与Y501路路口球机","16032110001310011275","李木路与Y501路路口","李木路与Y501路路口路东","无迁移","无","西北角变压器取电","原在村委会缴费，现不用缴费","联通","顺平路","南彩",116.76777777777799,40.123055555555602,"规范","全向","球机","11.45.65.21",80,"海康威视","DS-2DF7286-A","admin","SYnc51653","李乔伟、刘宁","15704776243\n15801016989",2]
["10200391","俸伯地铁站C2出口北向南","16032110001310018962","俸伯地铁站C2出口","顺平辅线路北俸伯地铁站东北出口往东20米（违章停车）","无迁移","无","向西200米再向北10米路西电杆电箱取电","无","联通","顺平辅线","南彩",116.680277777778,40.131666666666703,"规范","南","枪机","11.45.65.34",80,"海康威视","DS-2CD4026FWD","admin","SYnc51653","李乔伟、刘宁","15704776243\n15801016989",2]
["10200392","俸伯地铁站C2出口东向西","16032110001310012205","俸伯地铁站C2出口","顺平辅线路北俸伯地铁站东北出口往东20米（违章停车）","无迁移","无","向西200米再向北10米路西电杆电箱取电","无","联通","顺平辅线","南彩",116.680277777778,40.131666666666703,"规范","西","枪机","11.45.65.36",80,"海康威视","DS-2CD4026FWD","admin","SYnc51653","李乔伟、刘宁","15704776243\n15801016989",2]
["10200393","俸伯地铁站C2出口2号球机","16032110001310010106","俸伯地铁站C2出口二号","顺平辅线路北俸伯地铁站东北出口往东20米（违章停车）","无迁移","无","向西200米再向北10米路西电杆电箱取电","无","联通","顺平辅线","南彩",116.680277777778,40.131666666666703,"规范","全向","球机","11.45.65.37",80,"海康威视","DS-2DF7286-A","admin","SYnc51653","李乔伟、刘宁","15704776243\n15801016989",2]
["10200394","柳行小学门口球机","16032110001310017223","柳行小学门口","柳行小学门口向东路口东南角","无迁移","无","柳行小学门口西侧电杆取电，报装、有卡","无","联通","白马路","南彩",116.724722222222,40.162777777777798,"规范","全向","球机","11.45.65.120",80,"海康威视","DS-2DF7286-A","admin","SYnc51653","李乔伟、刘宁","15704776243\n15801016989",2]
["10200395","左堤支线彩虹桥西第3路口西向东","16032111001310010753","左堤支线彩虹桥西第三个路口","彩虹桥向西1000米向北路口","无迁移","无","在45号监控杆取电","无","联通","左堤支线","南彩",116.67888888888901,40.125833333333297,"规范","东","枪机","11.45.65.167",80,"海康威视","DS-2CD4026FWD","admin","SYnc51653","李乔伟、刘宁","15704776243\n15801016989",2]
["10200396","左堤支线彩虹桥西第3路口球机","15120103001310000000","左堤支线彩虹桥西第三个路口",null,"无迁移","无",null,null,"联通","左堤支线","南彩",116.67888888888901,40.125833333333297,"规范","全向","球机","11.45.65.168",80,"海康威视","DS-2DF7286-A","admin","SYnc51653","李乔伟、刘宁","15704776243\n15801016989",2]
["10200397","左堤路与Y565路路口球机","16042012001310011602","左堤路与Y565路路口","左堤路与Y565路路口","无迁移","无","向南500米路东汽车养护补胎门口电杆蓝色电箱取电","（由汽车养护补胎店收费）","联通","左堤路","南彩",116.695555555556,40.144166666666699,"规范","全向","球机","11.45.65.157",80,"海康威视","DS-2DF7286-A","admin","SYnc51653","李乔伟、刘宁","15704776243\n15801016989",2]
["10200398","俸伯市场西口南向北","16042012001310017600","俸伯市场西口","前俸伯二街西口","无迁移","无","前俸伯二街西口","无","联通","左堤路","南彩",116.693055555556,40.129166666666698,"规范","北","枪机","11.45.65.149",80,"海康威视","DS-2CD4026FWD","admin","SYnc51653","李乔伟、刘宁","15704776243\n15801016989",2]
["10200399","左堤支路彩虹桥下卡口西向东车卡","16050903001310019489","左堤支线彩虹桥下","左堤支路彩虹桥下  （卡口）","无迁移","无","左堤路与左堤支线交叉口红绿灯电箱取电","无","联通","左堤支线","南彩",116.703113,40.129204000000001,"规范","东","枪机","11.45.65.161",80,"海康威视","DS-2CD4026FWD","admin","SYnc51653","李乔伟、刘宁","15704776243\n15801016989",2]
["10200400","俸伯地铁站C2出口1号球机","16050903001310010254","俸伯地铁站C2出口一号","顺平辅线路北俸伯地铁站东北出口往东20米（违章停车）","无迁移","无","向西200米再向北10米路西电杆电箱取电","无","联通","顺平辅线","南彩",116.680277777778,40.1180555555556,"规范","全向","球机","11.45.65.35",80,"海康威视","DS-2DF7286-A","admin","SYnc51653","李乔伟、刘宁","15704776243\n15801016989",2]
["10200401","南彩华福万家球机","16050903001310011576","南彩华福万家（学忠酒家南）","华福万家对面，顺平辅线路南           （球机违章停车）","无迁移","无","拆",null,"联通","顺平辅线","南彩",116.699166666667,40.1319444444444,"规范","全向","球机","11.45.65.67",80,"海康威视","DS-2DF7286-A","admin","SYnc51653","李乔伟、刘宁","15704776243\n15801016989",2]
["10200402","左堤路与Y565路口北向南","00000000001310011391","左堤路与Y565路口","左堤路与Y565路路口","无迁移","无","向南500米路东汽车养护补胎门口电杆蓝色电箱取电","（由汽车养护补胎店收费）","联通","左堤路","南彩",116.695555555556,40.144166666666699,"规范","南","枪机","11.45.65.156",80,"海康威视","DS-2DF7286-A","admin","SYnc51653","李乔伟、刘宁","15704776243\n15801016989",2]
["10200403","柳行小学门口东向西","00000000001310015683","柳行小学门口","柳行小学门口向东路口东南角","无迁移","无","柳行小学门口西侧电杆取电，报装、有卡","无","联通","白马路","南彩",116.737452,40.169963000000003,"规范","西","枪机","11.45.65.119",80,"海康威视","DS-2CD4026FWD","admin","SYnc51653","李乔伟、刘宁","15704776243\n15801016989",2]
["10200404","国展东北角","11011386001310000000","国展东北角","国展东北角","无迁移","疑似点位","点位往南30米处，灰色监控杆电箱取电","不收费","联通","国展重点地区","重点",116.546194743454,40.0716809973704,"规范","全向","球机","11.44.48.130",80,"宇视","HIC6621EX22-5CIR","admin","SYhsy51577","李乔伟、刘宁","15704776243\n15801016989",2]
["10200405","国展东南角","11011386001310000000","国展东南角","国展东南角","无迁移","无","点位往东十字路口西北角变压器取电","不收费","联通","国展重点地区","重点",116.54632661206,40.065278347172203,"规范","全向","球机","11.44.48.131",80,"宇视","HIC6621EX22-5CIR","admin","SYhsy51577","李乔伟、刘宁","15704776243\n15801016989",2]
["10200406","国展南正门","11011386001310000000","国展南正门","国展南正门","无迁移","无","点位东侧红绿灯西南角信号箱取电","不收费","联通","国展重点地区","重点",116.542527852996,40.066295623927701,"规范","全向","球机","11.44.48.132",80,"宇视","HIC6621EX22-5CIR","admin","SYhsy51577","李乔伟、刘宁","15704776243\n15801016989",2]
["10200407","国展西南门","11011386001310000000","国展西南门","国展西南门","无迁移","无","点位往西30米围栏内景观灯配电箱取电","不收费","联通","国展重点地区","重点",116.538407096878,40.067920080535998,"规范","全向","球机","11.44.48.133",80,"宇视","HIC6621EX22-5CIR","admin","SYhsy51577","李乔伟、刘宁","15704776243\n15801016989",2]
["10200408","高丽营七村清真寺东门","11011370001310000000","高丽营镇七村清真寺","高丽营镇七村清真寺","无迁移","无","杆下电表取电","电卡缴费","联通","高丽营重点地区","重点",116.499457897946,40.173818567982003,"规范","全向","球机","11.44.0.160",80,"宇视","HIC6621EX22-5CIR","admin","SYgly51607","李乔伟、刘宁","15704776243\n15801016989",2]
["10200409","高丽营顺喜山庄南门","11011370001310000000","高丽营镇顺喜山庄","高丽营镇顺喜山庄","无迁移","无","顺喜山庄南门往东20米村口内第一根电杆取电","电卡缴费","联通","高丽营重点地区","重点",116.54910623469,40.138103378191602,"规范","全向","球机","11.44.0.161",80,"宇视","HIC6621EX22-5CIR","admin","SYgly51607","李乔伟、刘宁","15704776243\n15801016989",2]
["10200410","高丽营顺喜山庄西门","11011370001310000000","高丽营镇顺喜山庄","高丽营镇顺喜山庄","无迁移","无","顺喜山庄南门西边路口电表取电","电卡缴费","联通","高丽营重点地区","重点",116.546230220556,40.139808173655503,"规范","全向","球机","11.44.0.162",80,"宇视","HIC6621EX22-5CIR","admin","SYgly51607","李乔伟、刘宁","15704776243\n15801016989",2]
["10200411","仁和平各庄西口8295","11011309001310000000","仁和镇政府街临11号","仁和镇政府街临11号","无迁移","无","点位往东100米处变压器取电","不收费","联通","仁和重点地区","重点",116.65605408731101,40.098039286629799,"规范","全向","球机","11.42.129.125",80,"宇视","HIC6621EX22-5CIR","admin","SYrh51565","李乔伟、刘宁","15704776243\n15801016989",2]
["10200412","牛山库尔班囊坑烧烤点","11011360001310000000","牛山地区安乐村牛魏路北侧","牛山地区安乐村牛魏路北侧","无迁移","无","点位往东一中路和昌金路路口西南角探头电箱取电","电卡缴费","联通","牛山重点地区","重点",116.64973397571001,40.210630727771601,"规范","全向","球机","11.42.224.132",80,"宇视","HIC6621EX22-5CIR","admin","SYns51595","李乔伟、刘宁","15704776243\n15801016989",2]
["10200413","牛山第三小学门口前6005","11011360001310000000","顺义区乔波滑雪场北侧","顺义区乔波滑雪场北侧","无迁移","无","小学取电","未交过费","联通","牛山重点地区","重点",116.659070186721,40.204645377680201,"规范","全向","球机","11.42.224.130",80,"宇视","HIC6621EX22-5CIR","admin","SYns51595","李乔伟、刘宁","15704776243\n15801016989",2]
["10200414","牛山清真寺东门","11011360001310000000","牛栏山镇安乐清真寺","牛栏山镇安乐清真寺","无迁移","无","一中路和昌金路路口西南角探头电箱取电","电卡缴费","联通","牛山重点地区","重点",116.65350030606299,40.210983080951102,"规范","全向","球机","11.42.224.131",80,"宇视","HIC6621EX22-5CIR","admin","SYns51595","李乔伟、刘宁","15704776243\n15801016989",2]
["10200415","北小营商业街","11011306001310000000","北小营镇商业街","北小营镇商业街","无迁移","无","点位路口往西第一根带黄标的杆，3/东1取电","电卡缴费","联通","北小营重点地区","重点",116.72089161303199,40.198084708590301,"规范","全向","球机","11.45.128.151",80,"宇视","HIC6621EX22-5CIR","admin","SYbxy51637","李乔伟、刘宁","15704776243\n15801016989",2]
["10200416","石园北区市场","11011383001310000000","光明石园北区甲65号","光明石园北区甲65号","无迁移","无","点位杆上电箱取电","不收费","联通","光明重点地区","重点",116.65438763425399,40.111773475556099,"规范","全向","球机","11.43.0.129",80,"宇视","HIC6621EX22-5CIR","admin","SYgm51570","李乔伟、刘宁","15704776243\n15801016989",2]
["10200417","建新南区东南角球机850230","00000000001310014682","建新南区东南角辅路","建新南区东南角辅路","无迁移","无","五里仓家具城门房取电，断电","不收费","联通","顺通路","胜利",116.65163699999999,40.117798000000001,"规范","全向","球机","11.42.177.40",80,"海康威视","iDS-TCS215-F7","admin","SYsl51563","李乔伟、刘宁","15704776243\n15801016989",2]
["10200418","建新南区东南角北向南850229","00000000001310014731","建新南区东南角辅路","建新南区东南角辅路","无迁移","无","五里仓家具城门房取电，断电","不收费","联通","顺通路","胜利",116.65158700000001,40.117733000000001,"规范","南","枪机","11.42.177.39",80,"海康威视","DS-2CD4026FWD","admin","SYsl51563","李乔伟、刘宁","15704776243\n15801016989",2]
["10200419","建新南区东南角南向北850228","00000000001310014375","建新南区东南角辅路","建新南区东南角辅路","无迁移","无","五里仓家具城门房取电，断电","不收费","联通","顺通路","胜利",116.65166499999999,40.117722999999998,"规范","北","枪机","11.42.177.38",80,"海康威视","DS-2CD4026FWD","admin","SYsl51563","李乔伟、刘宁","15704776243\n15801016989",2]
["10200420","顺通路与建新街路口北向南850225","00000000001310010357","建新街与通顺路交叉口","建新街与通顺路交叉口","无迁移","疑似点位","高杆","不收费","联通","顺通路","胜利",116.651642,40.120736000000001,"规范","南","枪机","11.42.177.37",80,"海康威视","DS-2CD4026FWD","admin","SYsl51563","李乔伟、刘宁","15704776243\n15801016989",2]
["10200421","顺通路与建新街路口球机850226","00000000001310018295","建新街与通顺路交叉口","建新街与通顺路交叉口","无迁移","疑似点位","高杆","不收费","联通","顺通路","胜利",116.651597,40.120806000000002,"规范","全向","球机","11.42.177.36",80,"海康威视","iDS-TCS215-F7","admin","SYsl51563","李乔伟、刘宁","15704776243\n15801016989",2]
["10200422","顺通路与建新街路口卡口850227","00000000001310012660","建新街与通顺路交叉口","建新街与通顺路交叉口","无迁移","疑似点位","高杆","不收费","联通","顺通路","胜利",116.6572611,40.121777770000001,"规范","全向","球机","11.42.177.35",80,"海康威视","iDS-TCS215-F7","admin","SYsl51563","李乔伟、刘宁","15704776243\n15801016989",2]
["10200423","顺通路与拥军路路口球机850224","00000000001310014274","通顺路与拥军路西口交叉口","通顺路与拥军路西口交叉口","无迁移","无","杆下电箱取电","不收费","联通","顺通路","胜利",116.65806670000001,40.122641659999999,"规范","全向","球机","11.42.177.34",80,"海康威视","iDS-TCS215-F7","admin","SYsl51563","李乔伟、刘宁","15704776243\n15801016989",2]
["10200424","顺通路与拥军路路口北向南850223","00000000001310014529","通顺路与拥军路西口交叉口","通顺路与拥军路西口交叉口","无迁移","无","杆下电箱取电","不收费","联通","顺通路","胜利",116.651308,40.121414000000001,"规范","南","枪机","11.42.177.33",80,"海康威视","DS-2CD4026FWD","admin","SYsl51563","李乔伟、刘宁","15704776243\n15801016989",2]
["10200425","光明街站前街丁字路口球机850222","00000000001310018145","光明街丁字路口","光明街丁字路口","无迁移","无","高杆","不收费","联通","顺通路","胜利",116.651278,40.124912999999999,"规范","全向","球机","11.42.177.32",80,"海康威视","iDS-TCS215-F7","admin","SYsl51563","李乔伟、刘宁","15704776243\n15801016989",2]
["10200426","光明街站前街丁字路口北向南850221","00000000001310017890","光明街丁字路口","光明街丁字路口","无迁移","无","高杆","不收费","联通","顺通路","胜利",116.651293,40.124834999999997,"规范","南","枪机","11.42.177.31",80,"海康威视","DS-2CD4026FWD","admin","SYsl51563","李乔伟、刘宁","15704776243\n15801016989",2]
["10200427","光明街与站前街路口南向北850220","160624151310900281","光明街丁字路口","光明街丁字路口","无迁移","无","高杆","不收费","联通","顺通路","胜利",116.651295,40.124757000000002,"规范","北","枪机","11.42.177.30",80,"海康威视","DS-2CD4026FWD","admin","SYsl51563","李乔伟、刘宁","15704776243\n15801016989",2]
["10200428","光明街体委门口球机850219","00000000001310011540","通顺路光明南路体委第四中学门口","光明街体委门口","无迁移","无","路灯杆","不收费","联通","顺通路","胜利",116.6511611,40.1271111,"规范","全向","球机","11.42.177.29",80,"海康威视","iDS-TCS215-F7","admin","SYsl51563","李乔伟、刘宁","15704776243\n15801016989",2]
["10200429","光明街体委门口北向南850218","00000000001310013379","通顺路光明南路体委第四中学门口","光明街体委门口","无迁移","无","路灯杆","不收费","联通","顺通路","胜利",116.65115110000001,40.1271311,"规范","南","枪机","11.42.177.28",80,"海康威视","DS-2CD4026FWD","admin","SYsl51563","李乔伟、刘宁","15704776243\n15801016989",2]
["10200430","光明街体委门口南向北850217","00000000001310011037","通顺路光明南路体委第四中学门口","光明街体委门口","无迁移","无","路灯杆","不收费","联通","顺通路","胜利",116.65115110000001,40.1271111,"规范","北","枪机","11.42.177.27",80,"海康威视","DS-2CD4026FWD","admin","SYsl51563","李乔伟、刘宁","15704776243\n15801016989",2]
["10200431","顺义宾馆东门球机850216","00000000001310014630","光明北街顺义宾馆东门","顺义宾馆东门","无迁移","无","彩钢房取电","不收费","联通","顺通路","胜利",116.65087800000001,40.130738000000001,"规范","全向","球机","11.42.177.26",80,"海康威视","iDS-TCS215-F7","admin","SYsl51563","李乔伟、刘宁","15704776243\n15801016989",2]
["10200432","顺义宾馆东门卡口车卡","00000000001310014578","光明北街顺义宾馆东门","顺义宾馆东门","无迁移","无","彩钢房取电","不收费","联通","顺通路","胜利",116.65089500000001,40.130839000000002,"规范","全向","球机","11.42.177.25",80,"海康威视","iDS-TCS215-F7","admin","SYsl51563","李乔伟、刘宁","15704776243\n15801016989",2]
["10200433","顺义宾馆东门南向北850214","00000000001310014173","光明北街顺义宾馆东门","顺义宾馆东门","无迁移","无","彩钢房取电","不收费","联通","顺通路","胜利",116.65668890000001,40.132405550000001,"规范","北","枪机","11.42.177.24",80,"海康威视","DS-2CD4026FWD","admin","SYsl51563","李乔伟、刘宁","15704776243\n15801016989",2]
["10200434","顺义宾馆东门北向南850213","00000000001310013967","光明北街顺义宾馆东门","顺义宾馆东门","无迁移","无","彩钢房取电","不收费","联通","顺通路","胜利",116.650863,40.130605000000003,"规范","南","枪机","11.42.177.23",80,"海康威视","DS-2CD4026FWD","admin","SYsl51563","李乔伟、刘宁","15704776243\n15801016989",2]
["10200435","光明街与幸福街路口球机850212","00000000001310014068","光明北街与幸福西街交叉口东南角","光明街与幸福街路口","无迁移","无","未知",null,"联通","顺通路","胜利",116.65118699999999,40.132257000000003,"规范","全向","球机","11.42.177.22",80,"海康威视","iDS-TCS215-F7","admin","SYsl51563","李乔伟、刘宁","15704776243\n15801016989",2]
["10200436","光明街与幸福街路口南向北850211","00000000001310014784","光明北街与幸福西街交叉口东南角","光明街与幸福街路口","无迁移","无","未知",null,"联通","顺通路","胜利",116.65115400000001,40.132173999999999,"规范","北","枪机","11.42.177.21",80,"海康威视","DS-2CD4026FWD","admin","SYsl51563","李乔伟、刘宁","15704776243\n15801016989",2]
["10200437","光明北街便民街路口球机850210","00000000001310017930","光明北街与便民街丁字路口","光明北街便民街路口","无迁移","疑似点位","断电",null,"联通","顺通路","胜利",116.65121499999999,40.133527000000001,"规范","全向","球机","11.42.177.20",80,"海康威视","iDS-TCS215-F7","admin","SYsl51563","李乔伟、刘宁","15704776243\n15801016989",2]
["10200438","光明北街便民街路口北向南850209","00000000001310017982","光明北街与便民街丁字路口","光明北街便民街路口","无迁移","疑似点位","断电",null,"联通","顺通路","胜利",116.6570833,40.134516660000003,"规范","南","枪机","11.42.177.19",80,"海康威视","DS-2CD4026FWD","admin","SYsl51563","李乔伟、刘宁","15704776243\n15801016989",2]
["10200439","光明北街便民街路口南向北850208","00000000001310017881","光明北街与便民街丁字路口","光明北街便民街路口","无迁移","疑似点位","断电",null,"联通","顺通路","胜利",116.65122700000001,40.133595,"规范","北","枪机","11.42.177.18",80,"海康威视","DS-2CD4026FWD","admin","SYsl51563","李乔伟、刘宁","15704776243\n15801016989",2]
["10200440","顺义分局北门球机850206","00000000001310013339","顺义分局北门","顺义分局北门","无迁移","无","借杆原杆取电","不收费","联通","新顺大街","胜利",116.643869,40.116149,"规范","全向","球机","11.42.178.103",80,"海康威视","iDS-TCS215-F7","admin","SYsl51563","李乔伟、刘宁","15704776243\n15801016989",2]
["10200441","顺义分局北门卡口850207","00000000001310013388","顺义分局北门","顺义分局北门","无迁移","无","借杆原杆取电","不收费","联通","新顺大街","胜利",116.643801,40.116137000000002,"规范","全向","球机","11.42.178.104",80,"海康威视","iDS-TCS215-F7","admin","SYsl51563","李乔伟、刘宁","15704776243\n15801016989",2]
["10200442","顺义分局北门西向东850205","00000000001310013287","顺义分局北门","顺义分局北门","无迁移","无","借杆原杆取电","不收费","联通","新顺大街","胜利",116.6512444,40.117088879999997,"规范","东","枪机","11.42.178.102",80,"海康威视","DS-2CD4026FWD","admin","SYsl51563","李乔伟、刘宁","15704776243\n15801016989",2]
["10200443","裕龙三街与顺和路路口球机830038","00000000001310014121","北京现代技术职业学校西南角十字路口","裕龙三街与顺和路路口","无迁移","无","路灯杆取电","不收费","联通","光明延伸","胜利",116.668475,40.116342000000003,"规范","全向","球机","11.42.179.167",80,"海康威视","iDS-TCS215-F7","admin","SYsl51563","李乔伟、刘宁","15704776243\n15801016989",2]
["10200444","裕龙三街与顺康路路口球机830039","00000000001310014428","裕龙三街与顺康路路口","裕龙三街与顺康路路","无迁移","无","路灯杆取电","不收费","联通","光明延伸","胜利",116.663394,40.116593000000002,"规范","全向","球机","11.42.179.166",80,"海康威视","iDS-TCS215-F7","admin","SYsl51563","李乔伟、刘宁","15704776243\n15801016989",2]
["10200445","裕龙二街西口球机830037","00000000001310014323","顺平辅路与裕龙二街丁字路口东南角","裕龙二街西口","无迁移","无","旁边公园公厕取电","不收费","联通","光明延伸","胜利",116.658841,40.119284999999998,"规范","全向","球机","11.42.179.165",80,"海康威视","iDS-TCS215-F7","admin","SYsl51563","李乔伟、刘宁","15704776243\n15801016989",2]
["10200446","裕龙二街西口南向北830036","00000000001310013862","顺平辅路与裕龙二街丁字路口东南角","裕龙二街西口","无迁移","无","旁边公园公厕取电","不收费","联通","光明延伸","胜利",116.65867799999999,40.119233999999999,"规范","北","枪机","11.42.179.164",80,"海康威视","DS-2CD4026FWD","admin","SYsl51563","李乔伟、刘宁","15704776243\n15801016989",2]
["10200447","裕龙二街西口北向南830035","00000000001310013708","顺平辅路与裕龙二街丁字路口东南角","裕龙二街西口","无迁移","无","旁边公园公厕取电","不收费","联通","光明延伸","胜利",116.658552,40.119109000000002,"规范","南","枪机","11.42.179.163",80,"海康威视","DS-2CD4026FWD","admin","SYsl51563","李乔伟、刘宁","15704776243\n15801016989",2]
["10200448","裕龙二街一职西北角球机830034","00000000001310012886","裕龙二街与顺和路交叉路口东南角","裕龙二街一职西北角","无迁移","无","路灯杆取电","不收费","联通","光明延伸","胜利",116.66936389999999,40.117694440000001,"规范","全向","球机","11.42.179.162",80,"海康威视","iDS-TCS215-F7","admin","SYsl51563","李乔伟、刘宁","15704776243\n15801016989",2]
["10200449","顺康路与裕龙二街路口球机830033","00000000001310014848","裕龙二街与顺康路丁字路口","顺康路与裕龙二街路口","无迁移","疑似点位","路灯杆取电","不收费","联通","光明延伸","胜利",116.668387,40.119058000000003,"规范","全向","球机","11.42.179.161",80,"海康威视","iDS-TCS215-F7","admin","SYsl51563","李乔伟、刘宁","15704776243\n15801016989",2]
["10200450","右堤路滨河小区东口球机830032","00000000001310018669","右堤路滨河小区东口","右堤路滨河小区东口","无迁移","无","路灯杆取电","不收费","联通","光明延伸","胜利",116.67446099999999,40.119888000000003,{"$f":"IF(AND(LEN(M451)-FIND(\".\",M451&\".\")>5,LEN(N451)-FIND(\".\",N451&\".\")>5),\"规范\",\"不规范\")","v":"规范"},"全向","球机","11.42.179.160",80,"海康威视","iDS-TCS215-F7","admin","SYsl51563","李乔伟、刘宁","15704776243\n15801016989",2]
["10200451","右堤路裕龙一街东口路东球机","00000000001310013914","右堤路与裕龙一街北口丁字路口","右堤路与裕龙一街北口丁字路口","无迁移","无","红绿灯信号箱取电","不收费","联通","光明延伸","胜利",116.6697211,40.123183099999999,"规范","全向","球机","11.42.179.158",80,"海康威视","iDS-TCS215-F7","admin","SYsl51563","李乔伟、刘宁","15704776243\n15801016989",2]
["10200452","裕龙一街与顺康路路口球机830029","00000000001310013659","裕龙一街与顺康路丁字路口","裕龙一街与顺康路路口","无迁移","疑似点位","未知",null,"联通","光明延伸","胜利",116.668009,40.122517000000002,"规范","全向","球机","11.42.179.157",80,"海康威视","iDS-TCS215-F7","admin","SYsl51563","李乔伟、刘宁","15704776243\n15801016989",2]
["10200453","裕龙一街顺康路口东向西830028","00000000001310014064","裕龙一街与顺康路丁字路口","裕龙一街与顺康路路口","无迁移","疑似点位","未知",null,"联通","光明延伸","胜利",116.668173,40.122428999999997,"规范","西","枪机","11.42.179.156",80,"海康威视","DS-2CD4026FWD","admin","SYsl51563","李乔伟、刘宁","15704776243\n15801016989",2]
["10200454","裕龙一街顺康路口西向东830027","00000000001310011590","裕龙一街与顺康路丁字路口","裕龙一街与顺康路路口","无迁移","疑似点位","未知",null,"联通","光明延伸","胜利",116.66823599999999,40.122616999999998,"规范","东","枪机","11.42.179.155",80,"海康威视","DS-2CD4026FWD","admin","SYsl51563","李乔伟、刘宁","15704776243\n15801016989",2]
["10200455","裕龙双语幼儿园路口球机830026","00000000001310013810","裕龙一街与顺和路丁字路口","裕龙双语幼儿园路口","无迁移","无","门房取电","不收费","联通","光明延伸","胜利",116.664067,40.122233999999999,"规范","全向","球机","11.42.179.154",80,"海康威视","iDS-TCS215-F7","admin","SYsl51563","李乔伟、刘宁","15704776243\n15801016989",2]
["10200456","裕龙双语幼儿园路口东向西830025","00000000001310014015","裕龙一街与顺和路丁字路口","裕龙双语幼儿园路口","无迁移","无","门房取电","不收费","联通","光明延伸","胜利",116.664123,40.122259,"规范","西","枪机","11.42.179.153",80,"海康威视","DS-2CD4026FWD","admin","SYsl51563","李乔伟、刘宁","15704776243\n15801016989",2]
["10200457","裕龙双语幼儿园路口西向东830024","00000000001310013963","裕龙一街与顺和路丁字路口","裕龙双语幼儿园路口","无迁移","无","门房取电","不收费","联通","光明延伸","胜利",116.66421099999999,40.122253000000001,"规范","东","枪机","11.42.179.152",80,"海康威视","DS-2CD4026FWD","admin","SYsl51563","李乔伟、刘宁","15704776243\n15801016989",2]
["10200458","拥军路顺义电视台对面球机830023","00000000001310011617","拥军路与大东路南口丁字路口","拥军路顺义电视台对面","无迁移","无","路灯杆","不收费","联通","光明延伸","胜利",116.65947199999999,40.122137000000002,"规范","全向","球机","11.42.179.151",80,"海康威视","iDS-TCS215-F7","admin","SYsl51563","李乔伟、刘宁","15704776243\n15801016989",2]
["10200459","顺沙路与右堤路路口球机830019","00000000001310011721","顺沙路与右堤路交叉路口西北角","顺沙路与右堤路交叉路口西北角","无迁移","无","借杆，断电",null,"联通","光明延伸","胜利",116.65633699999999,40.138215000000002,"规范","全向","球机","11.42.179.147",80,"海康威视","iDS-TCS215-F7","admin","SYsl51563","李乔伟、刘宁","15704776243\n15801016989",2]
["10200460","顺沙路与右堤路路口西向东830018","00000000001310011669","顺沙路与右堤路交叉路口西北角","顺沙路与右堤路交叉路口西北角","无迁移","无","借杆，断电",null,"联通","光明延伸","胜利",116.6622756,40.139066659999997,"规范","东","枪机","11.42.179.146",80,"海康威视","DS-2CD4026FWD","admin","SYsl51563","李乔伟、刘宁","15704776243\n15801016989",2]
["10200461","顺沙路与右堤路路口南向北830017","00000000001310012077","顺沙路与右堤路交叉路口西北角","顺沙路与右堤路交叉路口西北角","无迁移","无","借杆，断电",null,"联通","光明延伸","胜利",116.656317,40.138157,"规范","北","枪机","11.42.179.145",80,"海康威视","DS-2CD4026FWD","admin","SYsl51563","李乔伟、刘宁","15704776243\n15801016989",2]
["10200462","顺沙路与右堤路路口北向南830016","00000000001310011924","顺沙路与右堤路交叉路口西北角","顺沙路与右堤路交叉路口西北角","无迁移","无","借杆，断电",null,"联通","光明延伸","胜利",116.656375,40.138143999999997,"规范","南","枪机","11.42.179.144",80,"海康威视","DS-2CD4026FWD","admin","SYsl51563","李乔伟、刘宁","15704776243\n15801016989",2]
["10200463","金汉绿港五区门口球机830015","00000000001310015956","顺沙路中国银行门口","顺沙路中国银行门口","无迁移","疑似点位","借杆","不收费","联通","光明延伸","胜利",116.65493600000001,40.136668,"规范","全向","球机","11.42.179.143",80,"海康威视","iDS-TCS215-F7","admin","SYsl51563","李乔伟、刘宁","15704776243\n15801016989",2]
["10200464","金汉绿港五区门口东向西830014","00000000001310015803","顺沙路中国银行门口","顺沙路中国银行门口","无迁移","疑似点位","借杆","不收费","联通","光明延伸","胜利",116.654994,40.136715000000002,"规范","西","枪机","11.42.179.142",80,"海康威视","DS-2CD4026FWD","admin","SYsl51563","李乔伟、刘宁","15704776243\n15801016989",2]
["10200465","金汉绿港五区门口西向东830013","00000000001310015904","顺沙路中国银行门口","顺沙路中国银行门口","无迁移","疑似点位","借杆","不收费","联通","光明延伸","胜利",116.654876,40.136654999999998,"规范","东","枪机","11.42.179.141",80,"海康威视","DS-2CD4026FWD","admin","SYsl51563","李乔伟、刘宁","15704776243\n15801016989",2]
["10200466","顺沙路金汉南口球机830012","00000000001310012126","金汉绿港丁字路口中国银行斜对面","金汉绿港丁字路口中国银行斜对面","无迁移","无","高杆取电，未找到位置",null,"联通","光明延伸","胜利",116.65404100000001,40.135984000000001,"规范","全向","球机","11.42.179.140",80,"海康威视","iDS-TCS215-F7","admin","SYsl51563","李乔伟、刘宁","15704776243\n15801016989",2]
["10200467","顺沙路金汉南口西向东830011","00000000001310011770","金汉绿港丁字路口中国银行斜对面","金汉绿港丁字路口中国银行斜对面","无迁移","无","高杆取电，未找到位置",null,"联通","光明延伸","胜利",116.654076,40.136043999999998,"规范","东","枪机","11.42.179.139",80,"海康威视","DS-2CD4026FWD","admin","SYsl51563","李乔伟、刘宁","15704776243\n15801016989",2]
["10200468","顺沙路金汉南口东向西830010","00000000001310011871","金汉绿港丁字路口中国银行斜对面","金汉绿港丁字路口中国银行斜对面","无迁移","无","高杆取电，未找到位置",null,"联通","光明延伸","胜利",116.654008,40.136046,"规范","西","枪机","11.42.179.138",80,"海康威视","DS-2CD4026FWD","admin","SYsl51563","李乔伟、刘宁","15704776243\n15801016989",2]
["10200469","双兴东区南门球机830009","00000000001310012025","顺沙路很久以前门口","顺沙路很久以前门口","无迁移","无","借杆","不收费","联通","光明延伸","胜利",116.65257800000001,40.135697,"规范","全向","球机","11.42.179.137",80,"海康威视","iDS-TCS215-F7","admin","SYsl51563","李乔伟、刘宁","15704776243\n15801016989",2]
["10200470","双兴东区南门东向西830008","00000000001310011822","顺沙路很久以前门口","顺沙路很久以前门口","无迁移","无","借杆","不收费","联通","光明延伸","胜利",116.65262199999999,40.135691999999999,"规范","西","枪机","11.42.179.136",80,"海康威视","DS-2CD4026FWD","admin","SYsl51563","李乔伟、刘宁","15704776243\n15801016989",2]
["10200471","双兴东区南门西向东830007","00000000001310011976","顺沙路很久以前门口","顺沙路很久以前门口","无迁移","无","借杆","不收费","联通","光明延伸","胜利",116.6591111,40.136902769999999,"规范","东","枪机","11.42.179.135",80,"海康威视","DS-2CD4026FWD","admin","SYsl51563","李乔伟、刘宁","15704776243\n15801016989",2]
["10200472","新顺街与仓上街路口球机810048","00000000001310011747","新顺街与仓上街路口","新顺街与仓上街路口","无迁移","无","路灯杆取电，已断电","不收费","联通","仁和延伸","胜利",116.6507917,40.111905550000003,"规范","全向","球机","11.42.179.48",80,"海康威视","iDS-TCS215-F7","admin","SYsl51563","李乔伟、刘宁","15704776243\n15801016989",2]
["10200473","新顺街与仓上街路口东向西810047","00000000001310012155","新顺街与仓上街路口","新顺街与仓上街路口","无迁移","无","路灯杆取电，已断电","不收费","联通","仁和延伸","胜利",116.6507917,40.111905550000003,"规范","西","枪机","11.42.179.47",80,"海康威视","DS-2CD4026FWD","admin","SYsl51563","李乔伟、刘宁","15704776243\n15801016989",2]
["10200474","新顺街与仓上街路口西向东810046","00000000001310011698","新顺街与仓上街路口","新顺街与仓上街路口","无迁移","无","路灯杆取电，已断电","不收费","联通","仁和延伸","胜利",116.645304,40.110742999999999,"规范","东","枪机","11.42.179.46",80,"海康威视","DS-2CD4026FWD","admin","SYsl51563","李乔伟、刘宁","15704776243\n15801016989",2]
["10200475","新顺街公安局路口球机810045","00000000001310017629","新顺街公安局路口","新顺街公安局路口","无迁移","无","杆位南侧院内","不收费","联通","仁和延伸","胜利",116.644932,40.113567000000003,"规范","全向","球机","11.42.179.45",80,"海康威视","iDS-TCS215-F7","admin","SYsl51563","李乔伟、刘宁","15704776243\n15801016989",2]
["10200476","新顺街公安局路口东向西810044","00000000001310015531","新顺街公安局路口","新顺街公安局路口","无迁移","无","杆位南侧院内","不收费","联通","仁和延伸","胜利",116.645042,40.113594999999997,"规范","西","枪机","11.42.179.44",80,"海康威视","DS-2CD4026FWD","admin","SYsl51563","李乔伟、刘宁","15704776243\n15801016989",2]
["10200477","新顺街公安局路口南向北810043","00000000001310015430","新顺街公安局路口","新顺街公安局路口","无迁移","无","杆位南侧院内","不收费","联通","仁和延伸","胜利",116.64500200000001,40.113522000000003,"规范","北","枪机","11.42.179.43",80,"海康威视","DS-2CD4026FWD","admin","SYsl51563","李乔伟、刘宁","15704776243\n15801016989",2]
["10200478","铁东路与仓上街路口球机810042","00000000001310013015","铁东路与仓上街路口","铁东路与仓上街路口","无迁移","无","变压器取电，与法医院相同","不收费","联通","仁和延伸","胜利",116.641058,40.110826000000003,"规范","全向","球机","11.42.179.42",80,"海康威视","iDS-TCS215-F7","admin","SYsl51563","李乔伟、刘宁","15704776243\n15801016989",2]
["10200479","铁东路与仓上街路口南向北810041","00000000001310011537","铁东路与仓上街路口","铁东路与仓上街路口","无迁移","无","变压器取电，与法医院相同","不收费","联通","仁和延伸","胜利",116.64108299999999,40.110748000000001,"规范","北","枪机","11.42.179.41",80,"海康威视","DS-2CD4026FWD","admin","SYsl51563","李乔伟、刘宁","15704776243\n15801016989",2]
["10200480","铁东路与仓上街路口北向南810040","00000000001310014148","铁东路与仓上街路口","铁东路与仓上街路口","无迁移","无","变压器取电，与法医院相同","不收费","联通","仁和延伸","胜利",116.6411911,40.110761099999998,"规范","南","枪机","11.42.179.40",80,"海康威视","DS-2CD4026FWD","admin","SYsl51563","李乔伟、刘宁","15704776243\n15801016989",2]
["10200481","铁东路法医院路口球机810039","00000000001310015584","铁东路法医院路口","铁东路法医院路口","无迁移","无","南侧变压器取电","不收费","联通","仁和延伸","胜利",116.640175,40.113692999999998,"规范","全向","球机","11.42.179.39",80,"海康威视","iDS-TCS215-F7","admin","SYsl51563","李乔伟、刘宁","15704776243\n15801016989",2]
["10200482","铁东路法医院路口南向北810038","00000000001310015479","铁东路法医院路口","铁东路法医院路口","无迁移","无","南侧变压器取电","不收费","联通","仁和延伸","胜利",116.640168,40.113618000000002,"规范","北","枪机","11.42.179.38",80,"海康威视","DS-2CD4026FWD","admin","SYsl51563","李乔伟、刘宁","15704776243\n15801016989",2]
["10200483","铁东路法医院路口北向南810037","00000000001310015633","铁东路法医院路口","铁东路法医院路口","无迁移","无","南侧变压器取电","不收费","联通","仁和延伸","胜利",116.64022110000001,40.113601099999997,"规范","南","枪机","11.42.179.37",80,"海康威视","DS-2CD4026FWD","admin","SYsl51563","李乔伟、刘宁","15704776243\n15801016989",2]
["10200484","顺白路一中附属小学路口球机810036","00000000001310012002","顺白路一中附属小学斜对面","顺白路一中附属小学斜对面","无迁移","无","已断电",null,"联通","仁和延伸","胜利",116.635062,40.110919000000003,"规范","全向","球机","11.42.179.36",80,"海康威视","iDS-TCS215-F7","admin","SYsl51563","李乔伟、刘宁","15704776243\n15801016989",2]
["10200485","顺白路一中附属小学南向北810035","00000000001310012054","顺白路一中附属小学斜对面","顺白路一中附属小学斜对面","无迁移","无","已断电",null,"联通","仁和延伸","胜利",116.635041,40.110835999999999,"规范","北","枪机","11.42.179.35",80,"海康威视","DS-2CD4026FWD","admin","SYsl51563","李乔伟、刘宁","15704776243\n15801016989",2]
["10200486","顺白路一中附属小学北向南810034","00000000001310011799","顺白路一中附属小学斜对面","顺白路一中附属小学斜对面","无迁移","无","已断电",null,"联通","仁和延伸","胜利",116.63501100000001,40.110757999999997,"规范","南","枪机","11.42.179.34",80,"海康威视","DS-2CD4026FWD","admin","SYsl51563","李乔伟、刘宁","15704776243\n15801016989",2]
["10200487","顺白路中国国际城球机810033","00000000001310011900","顺白路中国国际城对面","顺白路中国国际城对面","无迁移","无","杆位往南100米路对面抵押箱变取电，但不确定无法打开箱子","不收费","联通","仁和延伸","胜利",116.635142,40.114052999999998,"规范","全向","球机","11.42.179.33",80,"海康威视","iDS-TCS215-F7","admin","SYsl51563","李乔伟、刘宁","15704776243\n15801016989",2]
["10200488","顺白路中国国际城北向南810032","00000000001310012207","顺白路中国国际城对面","顺白路中国国际城对面","无迁移","无","杆位往南100米路对面抵押箱变取电，但不确定无法打开箱子","不收费","联通","仁和延伸","胜利",116.635132,40.113931999999998,"规范","南","枪机","11.42.179.32",80,"海康威视","DS-2CD4026FWD","admin","SYsl51563","李乔伟、刘宁","15704776243\n15801016989",2]
["10200489","顺白路中国国际城南向北810031","00000000001310011848","顺白路中国国际城对面","顺白路中国国际城对面","无迁移","无","杆位往南100米路对面抵押箱变取电，但不确定无法打开箱子","不收费","联通","仁和延伸","胜利",116.635124,40.113826000000003,"规范","北","枪机","11.42.179.31",80,"海康威视","DS-2CD4026FWD","admin","SYsl51563","李乔伟、刘宁","15704776243\n15801016989",2]
["10200490","顺于路开放大学门前球机810030","00000000001310012103","顺于路开放大学门前","顺于路开放大学门前","无迁移","无","向东200米路北变压器箱取电","不收费","联通","仁和延伸","胜利",116.632617,40.128428,"规范","全向","球机","11.42.179.30",80,"海康威视","iDS-TCS215-F7","admin","SYsl51563","李乔伟、刘宁","15704776243\n15801016989",2]
["10200491","顺于路开放大学门前东向西810029","00000000001310011953","顺于路开放大学门前","顺于路开放大学门前","无迁移","无","向东200米路北变压器箱取电","不收费","联通","仁和延伸","胜利",116.632491,40.128414999999997,"规范","西","枪机","11.42.179.29",80,"海康威视","DS-2CD4026FWD","admin","SYsl51563","李乔伟、刘宁","15704776243\n15801016989",2]
["10200492","顺于路开放大学门前西向东810028","00000000001310010665","顺于路开放大学门前","顺于路开放大学门前","无迁移","无","向东200米路北变压器箱取电","不收费","联通","仁和延伸","胜利",116.632378,40.128408,"规范","东","枪机","11.42.179.28",80,"海康威视","DS-2CD4026FWD","admin","SYsl51563","李乔伟、刘宁","15704776243\n15801016989",2]
["10200493","顺于路国泰宏城对面球机810027","00000000001310010972","顺于路国泰宏城对面","顺于路国泰宏城对面","无迁移","无","顺于路开放大学向东200米路北变压器箱取电","不收费","联通","仁和延伸","胜利",116.629299,40.128064999999999,"规范","全向","球机","11.42.179.27",80,"海康威视","iDS-TCS215-F7","admin","SYsl51563","李乔伟、刘宁","15704776243\n15801016989",2]
["10200494","顺于路国泰宏城对面东向西810026","00000000001310010871","顺于路国泰宏城对面","顺于路国泰宏城对面","无迁移","无","顺于路开放大学向东200米路北变压器箱取电","不收费","联通","仁和延伸","胜利",116.629397,40.128078000000002,"规范","西","枪机","11.42.179.26",80,"海康威视","DS-2CD4026FWD","admin","SYsl51563","李乔伟、刘宁","15704776243\n15801016989",2]
["10200495","顺于路国泰宏城对面西向东810025","00000000001310010462","顺于路国泰宏城对面","顺于路国泰宏城对面","无迁移","无","顺于路开放大学向东200米路北变压器箱取电","不收费","联通","仁和延伸","胜利",116.62952300000001,40.128093,"规范","东","枪机","11.42.179.25",80,"海康威视","DS-2CD4026FWD","admin","SYsl51563","李乔伟、刘宁","15704776243\n15801016989",2]
["10200496","卧龙环岛北口球机810024","00000000001310010223","卧龙环岛北口","卧龙环岛北口","无迁移","无","公园里最近的一个变压器取电","可能收费","联通","仁和延伸","胜利",116.63323800000001,40.138224999999998,"规范","全向","球机","11.42.179.24",80,"海康威视","iDS-TCS215-F7","admin","SYsl51563","李乔伟、刘宁","15704776243\n15801016989",2]
["10200497","卧龙环岛北口卡口车卡","00000000001310010990","卧龙环岛北口","卧龙环岛北口","无迁移","无","公园里最近的一个变压器取电","可能收费","联通","仁和延伸","胜利",116.6386806,40.13914166,"规范","全向","球机","11.42.179.23",80,"海康威视","iDS-TCS215-F7","admin","SYsl51563","李乔伟、刘宁","15704776243\n15801016989",2]
["10200498","卧龙环岛北口南向北810022","00000000001310010069","卧龙环岛北口","卧龙环岛北口","无迁移","无","公园里最近的一个变压器取电","可能收费","联通","仁和延伸","胜利",116.63316500000001,40.138139000000002,"规范","北","枪机","11.42.179.22",80,"海康威视","DS-2CD4026FWD","admin","SYsl51563","李乔伟、刘宁","15704776243\n15801016989",2]
["10200499","卧龙环岛西口球机810021","00000000001310013746","卧龙环岛西口","卧龙环岛西口","无迁移","无","西北角变压器路灯镶边","不收费","联通","仁和延伸","胜利",116.631472,40.137208000000001,"规范","全向","球机","11.42.179.21",80,"海康威视","iDS-TCS215-F7","admin","SYsl51563","李乔伟、刘宁","15704776243\n15801016989",2]
["10200500","卧龙环岛西口卡口车卡","00000000001310013795","卧龙环岛西口","卧龙环岛西口","无迁移","无","西北角变压器路灯镶边","不收费","联通","仁和延伸","胜利",116.631568,40.137205999999999,"规范","北","球机","11.42.179.20",80,"海康威视","DS-2CD4026FWD","admin","SYsl51563","李乔伟、刘宁","15704776243\n15801016989",2]
["10200501","卧龙环岛西口东向西810019","00000000001310013949","卧龙环岛西口","卧龙环岛西口","无迁移","无","西北角变压器路灯镶边","不收费","联通","仁和延伸","胜利",116.63132400000001,40.137219000000002,"规范","西","枪机","11.42.179.19",80,"海康威视","DS-2CD4026FWD","admin","SYsl51563","李乔伟、刘宁","15704776243\n15801016989",2]
["10200502","新顺南大街立交桥北侧球机850204","00000000001310010769","新顺南大街立交桥北侧","新顺南大街立交桥北侧","无迁移","无","路灯杆取电","不收费","联通","新顺大街","胜利",116.64507399999999,40.116402999999998,"规范","全向","球机","11.42.178.101",80,"海康威视","iDS-TCS215-F7","admin","SYsl51563","李乔伟、刘宁","15704776243\n15801016989",2]
["10200503","新顺南大街立交桥北侧卡口车卡","00000000001310010564","新顺南大街立交桥北侧","新顺南大街立交桥北侧","无迁移","无","路灯杆取电","不收费","联通","新顺大街","胜利",116.64506900000001,40.116365999999999,"规范","全向","球机","11.42.178.100",80,"海康威视","iDS-TCS215-F7","admin","SYsl51563","李乔伟、刘宁","15704776243\n15801016989",2]
["10200504","新顺南大立交街桥北侧南向北850202","00000000001310010410","新顺南大街立交桥北侧","新顺南大街立交桥北侧","无迁移","无","路灯杆取电","不收费","联通","新顺大街","胜利",116.64501799999999,40.116307999999997,"规范","北","枪机","11.42.178.99",80,"海康威视","DS-2CD4026FWD","admin","SYsl51563","李乔伟、刘宁","15704776243\n15801016989",2]
["10200505","五里仓家具城南口球机850200","00000000001310010956","五里仓家具城南口","五里仓家具城南口","无迁移","无","断电",null,"联通","新顺大街","胜利",116.648882,40.116368000000001,"规范","全向","球机","11.42.178.97",80,"海康威视",null,"admin","SYsl51563","李乔伟、刘宁","15704776243\n15801016989",2]
["10200506","五里仓家具城南口卡口850201","00000000001310011800","五里仓家具城南口","五里仓家具城南口","无迁移","无","断电",null,"联通","新顺大街","胜利",116.64880100000001,40.116348000000002,"规范",null,"枪机","11.42.178.98",80,"海康威视",null,"admin","SYsl51563","李乔伟、刘宁","15704776243\n15801016989",2]
["10200507","五里仓家具城南口东向西850199","00000000001310010616","五里仓家具城南口","五里仓家具城南口","无迁移","无","断电",null,"联通","新顺大街","胜利",116.64894200000001,40.116332999999997,"规范","西","枪机","11.42.178.96",80,"海康威视",null,"admin","SYsl51563","李乔伟、刘宁","15704776243\n15801016989",2]
["10200508","五里仓家具城北侧路球机850198","00000000001310013900","五里仓家具城北侧路","五里仓家具城北侧路","无迁移","无","旁边门房取电","不收费","联通","新顺大街","胜利",116.64907220000001,40.117561109999997,"规范","全向","球机","11.42.178.95",80,"海康威视","iDS-TCS215-F7","admin","SYsl51563","李乔伟、刘宁","15704776243\n15801016989",2]
["10200509","五里仓家具城北侧路北向南850197","00000000001310013694",null,"五里仓家具城北侧路","无迁移","无","旁边门房取电","不收费","联通","新顺大街","胜利",116.648945,40.117562999999997,"规范","南","枪机","11.42.178.94",80,"海康威视","DS-2CD4026FWD","admin","SYsl51563","李乔伟、刘宁","15704776243\n15801016989",2]
["10200510","五里仓家具城北侧路西向东850196","00000000001310014001","五里仓家具城北侧路","五里仓家具城北侧路","无迁移","无","旁边门房取电","不收费","联通","新顺大街","胜利",116.6490723,40.117561119999998,"规范","东","枪机","11.42.178.93",80,"海康威视","DS-2CD4026FWD","admin","SYsl51563","李乔伟、刘宁","15704776243\n15801016989",2]
["10200511","怡园公园东侧路球机850195","00000000001310014765","怡园公园东侧路","怡园公园东侧路","无迁移","无","公园取电","不收费","联通","新顺大街","胜利",116.6465252,40.119030549999998,"规范","全向","球机","11.42.178.92",80,"海康威视","iDS-TCS215-F7","admin","SYsl51563","李乔伟、刘宁","15704776243\n15801016989",2]
["10200512","怡园公园东侧路南向北850194","00000000001310014713","怡园公园东侧路","怡园公园东侧路","无迁移","无","公园取电","不收费","联通","新顺大街","胜利",116.646467,40.118471,"规范","北","枪机","11.42.178.91",80,"海康威视","DS-2CD4026FWD","admin","SYsl51563","李乔伟、刘宁","15704776243\n15801016989",2]
["10200513","怡园公园东侧路北向南850193","00000000001310014664","怡园公园东侧路","怡园公园东侧路","无迁移","无","公园取电","不收费","联通","新顺大街","胜利",116.646457,40.118571000000003,"规范","南","枪机","11.42.178.90",80,"海康威视","DS-2CD4026FWD","admin","SYsl51563","李乔伟、刘宁","15704776243\n15801016989",2]
["10200514","怡馨家园东门球机850192","00000000001310013848","怡馨家园东门","怡馨家园东门马路对面蓝色灯杆","无迁移","无","路灯杆取电","不收费","联通","新顺大街","胜利",116.64530499999999,40.118774999999999,{"$f":"IF(AND(LEN(M515)-FIND(\".\",M515&\".\")>5,LEN(N515)-FIND(\".\",N515&\".\")>5),\"规范\",\"不规范\")","v":"规范"},"全向","球机","11.42.178.89",80,"海康威视","iDS-TCS215-F7","admin","SYsl51563","李乔伟、刘宁","15704776243\n15801016989",2]
["10200515","怡馨家园东门南向北850191","00000000001310011145","怡馨家园东门","怡馨家园东门马路对面蓝色灯杆","无迁移","无","路灯杆取电","不收费","联通","新顺大街","胜利",116.65133609999999,40.119880549999998,"规范","北","枪机","11.42.178.88",80,"海康威视","DS-2CD4026FWD","admin","SYsl51563","李乔伟、刘宁","15704776243\n15801016989",2]
["10200516","怡馨家园东门北向南850190","00000000001310010636","怡馨家园东门","怡馨家园东门马路对面蓝色灯杆","无迁移","无","路灯杆取电","不收费","联通","新顺大街","胜利",116.645293,40.118546000000002,"规范","南","枪机","11.42.178.87",80,"海康威视","DS-2CD4026FWD ","admin","SYsl51563","李乔伟、刘宁","15704776243\n15801016989",2]
["10200517","新顺街检察院门口球机850188","00000000001310017866","新顺街检察院门口","新顺街检察院门口","无迁移","无","路灯杆取电","不收费","联通","新顺大街","胜利",116.6509889,40.123755549999998,"规范","全向","球机","11.42.178.86",80,"海康威视","iDS-TCS215-F7","admin","SYsl51563","李乔伟、刘宁","15704776243\n15801016989",2]
["10200518","新顺街检察院门口北向南850187","00000000001310011299","新顺街检察院门口","新顺街检察院门口","无迁移","无","路灯杆取电","不收费","联通","新顺大街","胜利",116.645105,40.123171999999997,"规范","南","枪机","11.42.178.85",80,"海康威视","DS-2CD4026FWD","admin","SYsl51563","李乔伟、刘宁","15704776243\n15801016989",2]
["10200519","新顺街检察院门口南向北850186","00000000001310011246","新顺街检察院门口","新顺街检察院门口","无迁移","无","路灯杆取电","不收费","联通","新顺大街","胜利",116.645105,40.123102000000003,"规范","北","枪机","11.42.178.84",80,"海康威视","DS-2CD4026FWD","admin","SYsl51563","李乔伟、刘宁","15704776243\n15801016989",2]
["10200520","建新街建新南区北口球机850185","00000000001310011575","建新街建新南区北口","建新街建新南区北口","无迁移","无","原有电源","不收费","联通","新顺大街","胜利",116.648359,40.120865000000002,"规范","全向","球机","11.42.177.213",80,"海康威视","iDS-TCS215-F7","admin","SYsl51563","李乔伟、刘宁","15704776243\n15801016989",2]
["10200521","建新街建新南区北口西向东850184","00000000001310011473","建新街建新南区北口","建新街建新南区北口","无迁移","无","原有电源","不收费","联通","新顺大街","胜利",116.64843399999999,40.120882999999999,"规范","东","枪机","11.42.177.212",80,"海康威视","DS-2CD4026FWD","admin","SYsl51563","李乔伟、刘宁","15704776243\n15801016989",2]
["10200522","建新街建新南区北口东向西850183","00000000001310011522","建新街建新南区北口","建新街建新南区北口","无迁移","无","原有电源","不收费","联通","新顺大街","胜利",116.64850199999999,40.120908,"规范","西","枪机","11.42.177.211",80,"海康威视","DS-2CD4026FWD","admin","SYsl51563","李乔伟、刘宁","15704776243\n15801016989",2]
["10200523","新顺街与建新街路口球机850182","00000000001310010943","新顺街与建新街交叉路口","新顺街与建新街路口","无迁移","疑似点位","信号箱取电，断电",null,"联通","新顺大街","胜利",116.645116,40.120863,"规范","全向","球机","11.42.178.83",80,"海康威视","iDS-TCS215-F7","admin","SYsl51563","李乔伟、刘宁","15704776243\n15801016989",2]
["10200524","新顺街与建新街路口北向南850181","00000000001310010737","新顺街与建新街交叉路口","新顺街与建新街路口","无迁移","疑似点位","信号箱取电，断电",null,"联通","新顺大街","胜利",116.64510900000001,40.120803000000002,"规范","南","枪机","11.42.178.82",80,"海康威视","DS-2CD4026FWD","admin","SYsl51563","李乔伟、刘宁","15704776243\n15801016989",2]
["10200525","新顺街与建新街路口南向北850180","00000000001310010992","新顺街与建新街交叉路口","新顺街与建新街路口","无迁移","疑似点位","信号箱取电，断电",null,"联通","新顺大街","胜利",116.645089,40.120742,"规范","北","枪机","11.42.178.81",80,"海康威视","DS-2CD4026FWD","admin","SYsl51563","李乔伟、刘宁","15704776243\n15801016989",2]
["10200526","新顺街与站前街路口球机850179","00000000001310016810","站前街与新顺街十字路口东南角治安杆","新顺街与站前街路口","无迁移","无","西北角红绿灯信号机取电（已断电）",null,"联通","新顺大街","胜利",116.645376,40.124738999999998,"规范","全向","球机","11.42.178.80",80,"海康威视","DS-2DF7286-AW","admin","SYsl51563","李乔伟、刘宁","15704776243\n15801016989",2]
["10200527","新顺街与站前街路口南向北850178","00000000001310010288","站前街与新顺街十字路口东南角治安杆","新顺街与站前街路口","无迁移","无","西北角红绿灯信号机取电（已断电）",null,"联通","新顺大街","胜利",116.645472,40.124752000000001,"规范","北","枪机","11.42.178.79",80,"海康威视","DS-2CD4026FWD","admin","SYsl51563","李乔伟、刘宁","15704776243\n15801016989",2]
["10200528","新顺街与站前街路口北向南850177","00000000001310010282","站前街与新顺街十字路口东南角治安杆","新顺街与站前街路口","无迁移","无","西北角红绿灯信号机取电（已断电）",null,"联通","新顺大街","胜利",116.645437,40.124684000000002,"规范","南","枪机","11.42.178.78",80,"海康威视","DS-2CD4026FWD","admin","SYsl51563","李乔伟、刘宁","15704776243\n15801016989",2]
["10200529","隆华商场南侧卡口车卡","00000000001310010890","隆华商场南侧","隆华商场南侧路口","无迁移","无","西北角红绿灯信号机取电（已断电）",null,"联通","新顺大街","胜利",116.645095,40.124761999999997,"规范","全向","球机","11.42.178.77",80,"海康威视","DS-2DF7286-AW","admin","SYsl51563","李乔伟、刘宁","15704776243\n15801016989",2]
["10200530","隆华商场南侧球机850175","00000000001310010789","站前街与新顺街十字路口西南角","隆华商场南侧路口","无迁移","无","西北角红绿灯信号机取电（已断电）",null,"联通","新顺大街","胜利",116.645163,40.124769000000001,"规范","全向","球机","11.42.178.76",80,"海康威视","iDS-TCS215-F7","admin","SYsl51563","李乔伟、刘宁","15704776243\n15801016989",2]
["10200531","隆华商场南侧西向东850174","00000000001310011093","站前街与新顺街十字路口西南角","隆华商场南侧路口","无迁移","无","西北角红绿灯信号机取电（已断电）",null,"联通","新顺大街","胜利",116.64503499999999,40.124704000000001,"规范","东","枪机","11.42.178.75",80,"海康威视","DS-2CD4026FWD ","admin","SYsl51563","李乔伟、刘宁","15704776243\n15801016989",2]
["10200532","隆华商场南侧东向西850173","00000000001310010838","站前街与新顺街十字路口西南角","隆华商场南侧路口","无迁移","无","西北角红绿灯信号机取电（已断电）",null,"联通","新顺大街","胜利",116.645133,40.124704000000001,"规范","西","枪机","11.42.178.74",80,"海康威视","DS-2CD4026FWD","admin","SYsl51563","李乔伟、刘宁","15704776243\n15801016989",2]
["10200533","金街中医院西口球机850172","00000000001310011044","金街南路中医院西口3","金街南路中医院西口","无迁移","无","高杆，断电 ",null,"联通","新顺大街","胜利",116.647802,40.126291000000002,"规范","全向","球机","11.42.177.210",80,"海康威视",null,"admin","SYsl51563","李乔伟、刘宁","15704776243\n15801016989",2]
["10200534","金街中医院西口南向北850171","00000000001310018261","金街南路中医院西口2","金街南路中医院西口","无迁移","无","高杆，断电 ",null,"联通","新顺大街","胜利",116.6478111,40.1262811,"规范","北","枪机","11.42.177.209",80,"海康威视",null,"admin","SYsl51563","李乔伟、刘宁","15704776243\n15801016989",2]
["10200535","金街华联停车场出口球机850170","00000000001310018160","金街南路中医院西口2","金街华联停车场出口","无迁移","无","高杆取电","不收费","联通","新顺大街","胜利",116.647678,40.127648999999998,"规范","全向","球机","11.42.177.208",80,"海康威视","iDS-TCS215-F7","admin","SYsl51563","李乔伟、刘宁","15704776243\n15801016989",2]
["10200536","金街华联停车场出口北向南850169","00000000001310018464","金街南路中医院西口1","金街华联停车场出口","无迁移","无","高杆取电","不收费","联通","新顺大街","胜利",116.6476711,40.127641099999998,"规范","南","枪机","11.42.177.207",80,"海康威视","DS-2CD4026FWD","admin","SYsl51563","李乔伟、刘宁","15704776243\n15801016989",2]
["10200537","金街南路南口球机850168","00000000001310015468","金街南路南口","金街南路南口","无迁移","无","西边红绿灯信号机取电已断电",null,"联通","新顺大街","胜利",116.64810300000001,40.124754000000003,"规范","全向","球机","11.42.177.206",80,"海康威视","DS-2DF7286-AW","admin","SYsl51563","李乔伟、刘宁","15704776243\n15801016989",2]
["10200538","金街南路南口西向东850167","00000000001310013420","金街南路南口","金街南路南口","无迁移","无","西边红绿灯信号机取电已断电",null,"联通","新顺大街","胜利",116.648189,40.124772,"规范","东","枪机","11.42.177.205",80,"海康威视","DS-2CD4026FWD","admin","SYsl51563","李乔伟、刘宁","15704776243\n15801016989",2]
["10200539","金街南路南口东向西850166","00000000001310010214","金街南路南口","金街南路南口","无迁移","无","西边红绿灯信号机取电已断电",null,"联通","新顺大街","胜利",116.64815400000001,40.124706000000003,"规范","西","枪机","11.42.177.204",80,"海康威视","DS-2CD4026FWD","admin","SYsl51563","李乔伟、刘宁","15704776243\n15801016989",2]
["10200540","新顺街华联广场门前球机850165","00000000001310010096","新顺街华联广场","新顺街华联广场门口地下通道旁边","无迁移","无","借杆","不收费","联通","新顺大街","胜利",116.64537199999999,40.126320999999997,"规范","全向","球机","11.42.178.73",80,"海康威视","iDS-TCS215-F7","admin","SYsl51563","李乔伟、刘宁","15704776243\n15801016989",2]
["10200541","新顺街华联广场门前北向南850164","00000000001310019429","新顺街华联广场","新顺街华联广场门口地下通道旁边","无迁移","无","借杆","不收费","联通","新顺大街","胜利",116.64537900000001,40.126246000000002,"规范","南","枪机","11.42.178.72",80,"海康威视","DS-2CD4026FWD","admin","SYsl51563","李乔伟、刘宁","15704776243\n15801016989",2]
["10200542","新顺街华联广场门前南向北850163","00000000001310019275","新顺街华联广场","新顺街华联广场门口地下通道旁边","无迁移","无","借杆","不收费","联通","新顺大街","胜利",116.645382,40.126168,"规范","北","枪机","11.42.178.71",80,"海康威视","DS-2CD4026FWD","admin","SYsl51563","李乔伟、刘宁","15704776243\n15801016989",2]
["10200543","站前街顺鑫农业北门北向南850111","00000000001310018386","站前街顺鑫农业北门","站前街顺鑫农业北门","无迁移","疑似点位","借杆","不收费","联通","铁东路","胜利",116.64283500000001,40.125914999999999,"规范","南","枪机","11.42.178.39",80,"海康威视","DS-2CD4026FWD","admin","SYsl51563","李乔伟、刘宁","15704776243\n15801016989",2]
["10200544","新顺街与义宾街路口球机850162","160624151310900159","新顺街与义宾街交叉路口西南角","新顺街与义宾街路口","无迁移","无","路灯杆电箱取电，断电",null,"联通","新顺大街","胜利",116.645402,40.131006999999997,"规范","全向","球机","11.42.178.70",80,"海康威视","DS-2DF7286-AW","admin","SYsl51563","李乔伟、刘宁","15704776243\n15801016989",2]
["10200545","新顺街与义宾街路口南向北850161","160624151310900158","新顺街与义宾街交叉路口西南角","新顺街与义宾街路口","无迁移","无","路灯杆电箱取电，断电",null,"联通","新顺大街","胜利",116.645402,40.130929000000002,"规范","北","枪机","11.42.178.69",80,"海康威视","DS-2CD4026FWD","admin","SYsl51563","李乔伟、刘宁","15704776243\n15801016989",2]
["10200546","新顺街与义宾街路口北向南850160","160624151310900157","新顺街与义宾街交叉路口西南角","新顺街与义宾街路口","无迁移","无","路灯杆电箱取电，断电",null,"联通","新顺大街","胜利",116.645475,40.130966999999998,"规范","南","枪机","11.42.178.68",80,"海康威视","DS-2CD4026FWD","admin","SYsl51563","李乔伟、刘宁","15704776243\n15801016989",2]
["10200547","幸福幼儿园北门球机850159","00000000001310018415","幸福幼儿园北门","幸福幼儿园北门","无迁移","无","门房取电","不收费","联通","新顺大街","胜利",116.6540194,40.133447220000001,"规范","全向","球机","11.42.177.203",80,"海康威视","DS-2DF7286-AW","admin","SYsl51563","李乔伟、刘宁","15704776243\n15801016989",2]
["10200548","幸福幼儿园北门东向西850158","00000000001310018209","幸福幼儿园北门","幸福幼儿园北门","无迁移","无","门房取电","不收费","联通","新顺大街","胜利",116.6540195,40.13344721,"规范","西","枪机","11.42.177.202",80,"海康威视","DS-2CD4026FWD","admin","SYsl51563","李乔伟、刘宁","15704776243\n15801016989",2]
["10200549","幸福幼儿园北门西向东850157","00000000001310018055","幸福幼儿园北门","幸福幼儿园北门","无迁移","无","门房取电","不收费","联通","新顺大街","胜利",116.648096,40.132067999999997,"规范","东","枪机","11.42.177.201",80,"海康威视","DS-2CD4026FWD","admin","SYsl51563","李乔伟、刘宁","15704776243\n15801016989",2]
["10200550","顺义影剧院南侧球机850156","00000000001310018362","顺义影剧院南侧","顺义影剧院南侧","无迁移","无","旁边公测取电","不收费","联通","新顺大街","胜利",116.645173,40.132323,"规范","全向","球机","11.42.177.200",80,"海康威视","iDS-TCS215-F7","admin","SYsl51563","李乔伟、刘宁","15704776243\n15801016989",2]
["10200551","顺义影剧院入口850155","00000000001310018108","顺义影剧院南侧","顺义影剧院南侧","无迁移","无","旁边公测取电","不收费","联通","新顺大街","胜利",116.6512888,40.133380539999997,"规范","西","枪机","11.42.177.199",80,"海康威视","DS-2CD4026FWD","admin","SYsl51563","李乔伟、刘宁","15704776243\n15801016989",2]
["10200552","顺义影剧院南侧北向南850154","00000000001310018310","顺义影剧院南侧","顺义影剧院南侧","无迁移","无","旁边公测取电","不收费","联通","新顺大街","胜利",116.645218,40.132272,"规范","南","枪机","11.42.177.198",80,"海康威视","DS-2CD4026FWD","admin","SYsl51563","李乔伟、刘宁","15704776243\n15801016989",2]
["10200553","顺义影剧院南侧南向北850153","00000000001310019496","顺义影剧院南侧","顺义影剧院南侧","无迁移","无","旁边公测取电","不收费","联通","新顺大街","胜利",116.645158,40.132201999999999,"规范","北","枪机","11.42.177.197",80,"海康威视","DS-2CD4026FWD","admin","SYsl51563","李乔伟、刘宁","15704776243\n15801016989",2]
["10200554","便民街胜利小区南门球机850152","00000000001310013530","便民街幸福西区北口","便民街胜利小区南门","无迁移","无","车棚取电","物业楼缴费","联通","新顺大街","胜利",116.64834500000001,40.133628000000002,"规范","全向","球机","11.42.177.196",80,"海康威视","iDS-TCS215-F7","admin","SYsl51563","李乔伟、刘宁","15704776243\n15801016989",2]
["10200555","便民街胜利小区南门东向西850151","00000000001310013429","便民街幸福西区北口","便民街胜利小区南门","无迁移","无","车棚取电","物业楼缴费","联通","新顺大街","胜利",116.648443,40.133633000000003,"规范","西","枪机","11.42.177.195",80,"海康威视","DS-2CD4026FWD","admin","SYsl51563","李乔伟、刘宁","15704776243\n15801016989",2]
["10200556","便民街胜利小区南门西向东850150","00000000001310013478","便民街幸福西区北口","便民街胜利小区南门","无迁移","无","车棚取电","物业楼缴费","联通","新顺大街","胜利",116.648518,40.133623,"规范","东","枪机","11.42.177.194",80,"海康威视","DS-2CD4026FWD","admin","SYsl51563","李乔伟、刘宁","15704776243\n15801016989",2]
["10200557","新顺北大街便民街路口球机850149","00000000001310014899","新顺北大街便民街路口","新顺北大街便民街路","无迁移","无","红绿灯机箱","不收费","联通","新顺大街","胜利",116.64551299999999,40.133462000000002,"规范","全向","球机","11.42.177.193",80,"海康威视","iDS-TCS215-F7","admin","SYsl51563","李乔伟、刘宁","15704776243\n15801016989",2]
["10200558","新顺北大街便民街路口南向北850148","00000000001310014847","新顺北大街便民街路口","新顺北大街便民街路","无迁移","无","红绿灯机箱","不收费","联通","新顺大街","胜利",116.64545200000001,40.133431999999999,"规范","北","枪机","11.42.177.192",80,"海康威视","DS-2CD4026FWD","admin","SYsl51563","李乔伟、刘宁","15704776243\n15801016989",2]
["10200559","新顺北大街便民街路口北向南","00000000001310014798","新顺北大街便民街路口","新顺北大街便民街路","无迁移","无","红绿灯机箱","不收费","联通","新顺大街","胜利",116.6454311,40.133350999999998,"规范","南","枪机","11.42.177.191",80,"海康威视","DS-2CD4026FWD","admin","SYsl51563","李乔伟、刘宁","15704776243\n15801016989",2]
["10200560","新顺北大街便民街路口西向东","00000000001310014951","新顺北大街便民街路口","新顺北大街便民街路","无迁移","无","红绿灯机箱","不收费","联通","新顺大街","胜利",116.645511,40.133386999999999,"规范","东","枪机","11.42.177.190",80,"海康威视","DS-2CD4026FWD","admin","SYsl51563","李乔伟、刘宁","15704776243\n15801016989",2]
["10200561","中山南大街妇儿医院球机850145","00000000001310015356","中山南大街与顺义区医院妇儿部东南角","中山南大街与顺义区医院妇儿部东南角","无迁移","无","点位路口往里右手边楼内1层东户人家取电","给住户微信转账","联通","新顺大街","胜利",116.6513556,40.135486110000002,"规范","全向","球机","11.42.177.189",80,"海康威视","DS-2DF7286-AW","admin","SYsl51563","李乔伟、刘宁","15704776243\n15801016989",2]
["10200562","中山南大街妇儿医院卡口车卡","00000000001310015206","中山南大街与顺义区医院妇儿部东南角","中山南大街与顺义区医院妇儿部东南角","无迁移","无","点位路口往里右手边楼内1层东户人家取电","给住户微信转账","联通","新顺大街","胜利",116.645422,40.134653999999998,"规范","南","枪机","11.42.177.188",80,"海康威视","iDS-TCS215-F7","admin","SYsl51563","李乔伟、刘宁","15704776243\n15801016989",2]
["10200563","中山南大街妇儿医院南向北850143","00000000001310015000","中山南大街与顺义区医院妇儿部东南角","中山南大街与顺义区医院妇儿部东南角","无迁移","无","点位路口往里右手边楼内1层东户人家取电","给住户微信转账","联通","新顺大街","胜利",116.645415,40.134576000000003,"规范","北","枪机","11.42.177.187",80,"海康威视"," DS-2CD4026FWD","admin","SYsl51563","李乔伟、刘宁","15704776243\n15801016989",2]
["10200564","怡馨家园南门球机850142","00000000001310010578","怡馨家园正南门路口西侧","怡馨家园正南门路口西侧","无迁移","疑似点位","高杆取电","不收费","联通","铁东路","胜利",116.642143,40.116391999999998,"规范","全向","球机","11.42.178.67",80,"海康威视","iDS-TCS215-F7","admin","SYsl51563","李乔伟、刘宁","15704776243\n15801016989",2]
["10200565","怡馨家园南门卡口车卡","00000000001310010885","怡馨家园正南门路口西侧","怡馨家园正南门路口西侧","无迁移","疑似点位","高杆取电","不收费","联通","铁东路","胜利",116.64201799999999,40.116334999999999,"规范","全向","球机","11.42.178.66",80,"海康威视","iDS-TCS215-F7","admin","SYsl51563","李乔伟、刘宁","15704776243\n15801016989",2]
["10200566","怡馨家园南门西向东850140","00000000001310010784","怡馨家园正南门路口西侧","怡馨家园正南门路口西侧","无迁移","疑似点位","高杆取电","不收费","联通","铁东路","胜利",116.6420311,40.116354110000003,"规范","东","枪机","11.42.178.65",80,"海康威视","DS-2CD4026FWD","admin","SYsl51563","李乔伟、刘宁","15704776243\n15801016989",2]
["10200567","怡馨家园南门东向西850139","00000000001310010631","怡馨家园正南门路口西侧","怡馨家园正南门路口西侧","无迁移","疑似点位","高杆取电","不收费","联通","铁东路","胜利",116.6420111,40.116361099999999,"规范","西","枪机","11.42.178.64",80,"海康威视","DS-2CD4026FWD","admin","SYsl51563","李乔伟、刘宁","15704776243\n15801016989",2]
["10200568","怡馨家园西南角球机850138","00000000001310010732","怡馨家园西南角","怡馨家园西南角","无迁移","疑似点位","未知，原有电源","不收费","联通","铁东路","胜利",116.639276,40.116342000000003,"规范","全向","球机","11.42.178.63",80,"海康威视","iDS-TCS215-F7","admin","SYsl51563","李乔伟、刘宁","15704776243\n15801016989",2]
["10200569","怡馨家园西南角卡口车卡","00000000001310010683","怡馨家园西南角","怡馨家园西南角","无迁移","疑似点位","未知，原有电源","不收费","联通","铁东路","胜利",116.63923200000001,40.116486000000002,"规范","全向","球机","11.42.178.62",80,"海康威视","iDS-TCS215-F7","admin","SYsl51563","李乔伟、刘宁","15704776243\n15801016989",2]
["10200570","怡馨家园西南角北向南850136","00000000001310011891","怡馨家园西南角","怡馨家园西南角","无迁移","疑似点位","未知，原有电源","不收费","联通","铁东路","胜利",116.639351,40.116455000000002,"规范","南","枪机","11.42.178.61",80,"海康威视","DS-2CD4026FWD","admin","SYsl51563","李乔伟、刘宁","15704776243\n15801016989",2]
["10200571","怡馨家园西门球机850135","00000000001310010833","铁东路怡馨家园西口","怡馨家园西门门口马路对面","无迁移","疑似点位","未知，原有电源","不收费","联通","铁东路","胜利",116.639258,40.118568000000003,"规范","全向","球机","11.42.178.60",80,"海康威视","iDS-TCS215-F7","admin","SYsl51563","李乔伟、刘宁","15704776243\n15801016989",2]
["10200572","怡馨家园西门北向南850134","00000000001310010529","铁东路怡馨家园西口","怡馨家园西门门口马路对面","无迁移","疑似点位","未知，原有电源","不收费","联通","铁东路","胜利",116.639213,40.118448000000001,"规范","南","枪机","11.42.178.59",80,"海康威视","DS-2CD4026FWD","admin","SYsl51563","李乔伟、刘宁","15704776243\n15801016989",2]
["10200573","怡馨家园西门南向北850133","00000000001310010938","铁东路怡馨家园西口","怡馨家园西门门口马路对面","无迁移","疑似点位","未知，原有电源","不收费","联通","铁东路","胜利",116.639219,40.118617999999998,"规范","北","枪机","11.42.178.58",80,"海康威视","DS-2CD4026FWD","admin","SYsl51563","李乔伟、刘宁","15704776243\n15801016989",2]
["10200574","铁东路花鸟市场北门球机850132","00000000001310015073","铁东路花鸟市场北门","铁东路花鸟市场北门","无迁移","无","未知，原有电源","不收费","联通","铁东路","胜利",116.639369,40.120730999999999,"规范","全向","球机","11.42.178.57",80,"海康威视","iDS-TCS215-F7","admin","SYsl51563","李乔伟、刘宁","15704776243\n15801016989",2]
["10200575","铁东路花鸟市场北门西向东850131","00000000001310012533","铁东路花鸟市场北门","铁东路花鸟市场北门","无迁移","无","未知，原有电源","不收费","联通","铁东路","胜利",116.639359,40.120663,"规范","东","枪机","11.42.178.56",80,"海康威视","DS-2CD4026FWD","admin","SYsl51563","李乔伟、刘宁","15704776243\n15801016989",2]
["10200576","铁东路花鸟市场北门北向南850130","00000000001310014972","铁东路花鸟市场北门","铁东路花鸟市场北门","无迁移","无","未知，原有电源","不收费","联通","铁东路","胜利",116.639369,40.120730999999999,"规范","南","枪机","11.42.178.55",80,"海康威视","DS-2CD4026FWD","admin","SYsl51563","李乔伟、刘宁","15704776243\n15801016989",2]
["10200577","铁东路花鸟市场北门南向北850129","00000000001310015024","铁东路花鸟市场北门","铁东路花鸟市场北门","无迁移","无","未知，原有电源","不收费","联通","铁东路","胜利",116.639349,40.120556999999998,"规范","北","枪机","11.42.178.54",80,"海康威视","DS-2CD4026FWD","admin","SYsl51563","李乔伟、刘宁","15704776243\n15801016989",2]
["10200578","怡馨家园北门球机850128","160624151310900125","怡馨家园北门","怡馨家园北门斜对面饭店门口","无迁移","无","路灯杆取电","不收费","联通","铁东路","胜利",116.64222599999999,40.120742999999997,{"$f":"IF(AND(LEN(M579)-FIND(\".\",M579&\".\")>5,LEN(N579)-FIND(\".\",N579&\".\")>5),\"规范\",\"不规范\")","v":"规范"},"全向","球机","11.42.178.53",80,"海康威视","iDS-TCS215-F7","admin","SYsl51563","李乔伟、刘宁","15704776243\n15801016989",2]
["10200579","怡馨家园北门西向东850127","160624151310900124","怡馨家园北门","怡馨家园北门斜对面饭店门口","无迁移","无","路灯杆取电","不收费","联通","铁东路","胜利",116.642287,40.120742999999997,"规范","东","枪机","11.42.178.52",80,"海康威视","DS-2CD4026FWD","admin","SYsl51563","李乔伟、刘宁","15704776243\n15801016989",2]
["10200580","怡馨家园北门东向西850126","160624151310900123","怡馨家园北门","怡馨家园北门斜对面饭店门口","无迁移","无","路灯杆取电","不收费","联通","铁东路","胜利",116.642357,40.120745999999997,"规范","东","枪机","11.42.178.51",80,"海康威视"," DS-2CD4026FWD","admin","SYsl51563","李乔伟、刘宁","15704776243\n15801016989",2]
["10200581","永欣幼儿园球机850125","160624151310900122","永欣幼儿园","永欣幼儿园门口","无迁移","无","永欣幼儿园门房","不收费","联通","铁东路","胜利",116.64269400000001,40.121406999999998,"规范","全向","球机","11.42.178.50",80,"海康威视","iDS-TCS215-F7","admin","SYsl51563","李乔伟、刘宁","15704776243\n15801016989",2]
["10200582","永欣幼儿园北向南850124","160624151310900121","永欣幼儿园","永欣幼儿园门口","无迁移","无","永欣幼儿园门房","不收费","联通","铁东路","胜利",116.642709,40.121347,"规范","南","枪机","11.42.178.49",80,"海康威视","DS-2CD4026FWD","admin","SYsl51563","李乔伟、刘宁","15704776243\n15801016989",2]
["10200583","永欣幼儿园南向北850123","160624151310900120","永欣幼儿园","永欣幼儿园门口","无迁移","无","永欣幼儿园门房","不收费","联通","铁东路","胜利",116.642707,40.121293999999999,"规范","北","枪机","11.42.178.48",80,"海康威视","DS-2CD4026FWD","admin","SYsl51563","李乔伟、刘宁","15704776243\n15801016989",2]
["10200584","红杉一品东侧路球机850122","160624151310900119","红杉一品东侧路","红杉一品东侧路","无迁移","无","永欣幼儿园门房","不收费","联通","铁东路","胜利",116.642838,40.122101999999998,"规范","全向","球机","11.42.177.186",80,"海康威视","iDS-TCS215-F7","admin","SYsl51563","李乔伟、刘宁","15704776243\n15801016989",2]
["10200585","红杉一品东侧路北向南850121","160624151310900118","红杉一品东侧路","红杉一品东侧路","无迁移","无","永欣幼儿园门房","不收费","联通","铁东路","胜利",116.642838,40.122031,"规范","南","枪机","11.42.177.185",80,"海康威视","DS-2CD4026FWD","admin","SYsl51563","李乔伟、刘宁","15704776243\n15801016989",2]
["10200586","红杉一品东侧路南向北850120","160624151310900117","红杉一品东侧路","红杉一品东侧路","无迁移","无","永欣幼儿园门房","不收费","联通","铁东路","胜利",116.6427472,40.121566659999999,"规范","北","枪机","11.42.177.184",80,"海康威视","DS-2CD4026FWD","admin","SYsl51563","李乔伟、刘宁","15704776243\n15801016989",2]
["10200587","站前街中信银行门口球机850119","00000000001310012635","站前街中信银行门口","站前街中信银行门口","无迁移","无","高杆取电","不收费","联通","铁东路","胜利",116.6429411,40.124771099999997,"规范","全向","球机","11.42.178.47",80,"海康威视","DS-2DF7286-AW","admin","SYsl51563","李乔伟、刘宁","15704776243\n15801016989",2]
["10200588","站前街中信银行门口球机850118","00000000001310012687","站前街中信银行门口","站前街中信银行门口","无迁移","无","高杆取电","不收费","联通","铁东路","胜利",116.642923,40.124696999999998,"规范","全向","枪机","11.42.178.46",80,"海康威视","iDS-TCS215-F7","admin","SYsl51563","李乔伟、刘宁","15704776243\n15801016989",2]
["10200589","站前街中信银行门口南向北850117","00000000001310012736","站前街中信银行门口","站前街中信银行门口","无迁移","无","高杆取电","不收费","联通","铁东路","胜利",116.64291110000001,40.124731099999998,"规范","北","枪机","11.42.178.45",80,"海康威视","DS-2CD4026FWD","admin","SYsl51563","李乔伟、刘宁","15704776243\n15801016989",2]
["10200590","顺义火车站门口球机850116","00000000001310012788","站前街与站前南街交叉路口","顺义火车站门口","无迁移","疑似点位","未知，原有电源","不收费","联通","铁东路","胜利",116.640151,40.124813000000003,"规范","全向","球机","11.42.178.44",80,"海康威视","iDS-TCS215-F7","admin","SYsl51563","李乔伟、刘宁","15704776243\n15801016989",2]
["10200591","顺义火车站门口西向东850115","00000000001310011386","站前街与站前南街交叉路口","顺义火车站门口","无迁移","疑似点位","未知，原有电源","不收费","联通","铁东路","胜利",116.640124,40.124743000000002,"规范","东","枪机","11.42.178.43",80,"海康威视","DS-2CD4026FWD","admin","SYsl51563","李乔伟、刘宁","15704776243\n15801016989",2]
["10200592","顺义火车站门口北向南850114","00000000001310011337","站前街与站前南街交叉路口","顺义火车站门口","无迁移","疑似点位","未知，原有电源","不收费","联通","铁东路","胜利",116.640106,40.124682,"规范","南","枪机","11.42.178.42",80,"海康威视","DS-2CD4026FWD","admin","SYsl51563","李乔伟、刘宁","15704776243\n15801016989",2]
["10200593","顺义火车站门口南向北850113","00000000001310011439","站前街与站前南街交叉路口","顺义火车站门口","无迁移","疑似点位","未知，原有电源","不收费","联通","铁东路","胜利",116.640101,40.124625000000002,"规范","北","枪机","11.42.178.41",80,"海康威视","DS-2CD4026FWD","admin","SYsl51563","李乔伟、刘宁","15704776243\n15801016989",2]
["10200594","站前街顺鑫农业北门球机850112","00000000001310011641","站前街顺鑫农业北门","站前街顺鑫农业北门","无迁移","疑似点位","未知","不收费","联通","铁东路","胜利",116.64283500000001,40.125982999999998,"规范","全向","球机","11.42.178.40",80,"海康威视","iDS-TCS215-F7","admin","SYsl51563","李乔伟、刘宁","15704776243\n15801016989",2]
["10200595","J9歌厅门口球机850110","00000000001310011352","J11东侧路","J9歌厅门口","无迁移","无","未接电",null,"联通","铁东路","胜利",116.643162,40.128151000000003,"规范","全向","球机","11.42.178.38",80,"海康威视","DS-2DF7286-AW","admin","SYsl51563","李乔伟、刘宁","15704776243\n15801016989",2]
["10200596","J9歌厅门口南向北850109","00000000001310011760","J10东侧路","J9歌厅门口","无迁移","无","未接电",null,"联通","铁东路","胜利",116.643207,40.128110999999997,"规范","北","枪机","11.42.178.37",80,"海康威视","DS-2CD4026FWD","admin","SYsl51563","李乔伟、刘宁","15704776243\n15801016989",2]
["10200597","J9歌厅门口北向南","00000000001310013626","J10东侧路","J9歌厅门口","无迁移","无","未接电",null,"联通","铁东路","胜利",116.6432417,40.127686109999999,"规范","南","枪机","11.42.178.36",80,"海康威视","DS-2CD4026FWD","admin","SYsl51563","李乔伟、刘宁","15704776243\n15801016989",2]
["10200598","铁东路府前街通道桥北球机850107","00000000001310011162","铁东路府前街通道桥","铁东路府前街通道桥北","无迁移","疑似点位","杆上电箱取电","不收费","联通","铁东路","胜利",116.64652220000001,40.130383330000001,"规范","全向","球机","11.42.178.35",80,"海康威视","iDS-TCS215-F7","admin","SYsl51563","李乔伟、刘宁","15704776243\n15801016989",2]
["10200599","铁东路府前街通道桥北南向北","00000000001310011877","铁东路府前街通道桥","铁东路府前街通道桥北","无迁移","疑似点位","杆上电箱取电","不收费","联通","铁东路","胜利",116.64079,40.129362999999998,"不规范","北","枪机","11.42.178.34",80,"海康威视","DS-2CD4026FWD","admin","SYsl51563","李乔伟、刘宁","15704776243\n15801016989",2]
["10200600","铁东路府前街通道桥北北向南","00000000001310011825","铁东路府前街通道桥","铁东路府前街通道桥北","无迁移","疑似点位","杆上电箱取电","不收费","联通","铁东路","胜利",116.64071,40.129390999999998,"不规范","南","枪机","11.42.178.33",80,"海康威视","DS-2CD4026FWD","admin","SYsl51563","李乔伟、刘宁","15704776243\n15801016989",2]
["10200601","铁东路府前街通道桥南侧球机850104","00000000001310011303","站前北街与府前街交叉口桥西","铁东路府前街通道桥南","无迁移","无","杆上电箱取电","不收费","联通","铁东路","胜利",116.640624,40.128422999999998,"规范","全向","球机","11.42.178.32",80,"海康威视","iDS-TCS215-F7","admin","SYsl51563","李乔伟、刘宁","15704776243\n15801016989",2]
["10200602","铁东路府前街通道桥南南向北","00000000001310011198","站前北街与府前街交叉口桥西","铁东路府前街通道桥南","无迁移","无","杆上电箱取电","不收费","联通","铁东路","胜利",116.640602,40.128349999999998,"不规范","北","枪机","11.42.178.31",80,"海康威视","DS-2CD4026FWD","admin","SYsl51563","李乔伟、刘宁","15704776243\n15801016989",2]
["10200603","铁东路府前街通道桥南北向南850103","00000000001310011557","站前北街与府前街交叉口桥西","铁东路府前街通道桥南","无迁移","无","杆上电箱取电","不收费","联通","铁东路","胜利",116.640591,40.128276999999997,"规范","南","枪机","11.42.178.30",80,"海康威视","DS-2CD4026FWD","admin","SYsl51563","李乔伟、刘宁","15704776243\n15801016989",2]
["10200604","义宾北区西门球机850101","00000000001310013522","义宾街与站前街东南角","义宾北区西门","无迁移","无","门房取电","有电卡","联通","铁东路","胜利",116.6471222,40.131900010000003,"规范","全向","球机","11.42.178.29",80,"海康威视","iDS-TCS215-F7","admin","SYsl51563","李乔伟、刘宁","15704776243\n15801016989",2]
["10200605","义宾北区西门北向南850100","00000000001310015440","义宾街与站前街东南角","义宾北区西门","无迁移","无","门房取电","有电卡","联通","铁东路","胜利",116.641248,40.130991000000002,"规范","南","枪机","11.42.178.28",80,"海康威视","DS-2CD4026FWD","admin","SYsl51563","李乔伟、刘宁","15704776243\n15801016989",2]
["10200606","国泰宜宾商城东侧球机850099","00000000001310011606","国泰谊宾商城东门站前北街","国泰宜宾商城东侧","无迁移","无","义宾北区西门门房取电","有电卡","联通","铁东路","胜利",116.6471444,40.132686110000002,"规范","全向","球机","11.42.178.27",80,"海康威视","iDS-TCS215-F7","admin","SYsl51563","李乔伟、刘宁","15704776243\n15801016989",2]
["10200607","国泰宜宾商城东侧北向南850098","00000000001310011404","国泰谊宾商城东门站前北街","国泰宜宾商城东侧","无迁移","无","义宾北区西门门房取电","有电卡","联通","铁东路","胜利",116.64121299999999,40.132575000000003,"规范","南","枪机","11.42.178.26",80,"海康威视","DS-2CD4026FWD","admin","SYsl51563","李乔伟、刘宁","15704776243\n15801016989",2]
["10200608","国泰宜宾商城东侧南向北850097","00000000001310011250","国泰谊宾商城东门站前北街","国泰宜宾商城东侧","无迁移","无","义宾北区西门门房取电","有电卡","联通","铁东路","胜利",116.641228,40.132505000000002,"规范","北","枪机","11.42.178.25",80,"海康威视","DS-2CD4026FWD","admin","SYsl51563","李乔伟、刘宁","15704776243\n15801016989",2]
["10200609","便民街义宾北区北口球机850096","00000000001310018628","便民街义宾北区北口","便民街义宾北区北口","无迁移","无","未知","有电卡","联通","铁东路","胜利",116.643079,40.133622000000003,"规范","全向","球机","11.42.177.183",80,"海康威视","iDS-TCS215-F7","admin","SYsl51563","李乔伟、刘宁","15704776243\n15801016989",2]
["10200610","便民街义宾北区北口东向西850095","00000000001310011505","便民街义宾北区北口","便民街义宾北区北口","无迁移","无","未知","有电卡","联通","铁东路","胜利",116.643165,40.133634000000001,"规范","西","枪机","11.42.177.182",80,"海康威视","DS-2CD4026FWD","admin","SYsl51563","李乔伟、刘宁","15704776243\n15801016989",2]
["10200611","便民街义宾北区北口西向东850094","00000000001310011453","便民街义宾北区北口","便民街义宾北区北口","无迁移","无","未知","有电卡","联通","铁东路","胜利",116.643248,40.133619000000003,"规范","东","枪机","11.42.177.181",80,"海康威视","DS-2CD4026FWD","admin","SYsl51563","李乔伟、刘宁","15704776243\n15801016989",2]
["10200612","铁东路便民街路口球机850093","00000000001310011682","站前北街与便民街交叉路口","铁东路便民街路口","无迁移","无","义宾北区西门门房取电","有电卡","联通","铁东路","胜利",116.6638253,40.134461109999997,"规范","全向","球机","11.42.178.24",80,"海康威视","iDS-TCS215-F7","admin","SYsl51563","李乔伟、刘宁","15704776243\n15801016989",2]
["10200613","铁东路便民街路口卡口车卡","00000000001310011477","站前北街与便民街交叉路口","铁东路便民街路口","无迁移","无","义宾北区西门门房取电","有电卡","联通","铁东路","胜利",116.64115200000001,40.133546000000003,"规范","全向","球机","11.42.178.23",80,"海康威视","iDS-TCS215-F7","admin","SYsl51563","李乔伟、刘宁","15704776243\n15801016989",2]
["10200614","铁东路便民街路口南向北850091","00000000001310011428","站前北街与便民街交叉路口","铁东路便民街路口","无迁移","无","义宾北区西门门房取电","有电卡","联通","铁东路","胜利",116.641147,40.133481000000003,"规范","北","枪机","11.42.178.22",80,"海康威视","DS-2CD4026FWD","admin","SYsl51563","李乔伟、刘宁","15704776243\n15801016989",2]
["10200615","梅沟营桥东北角球机850090","00000000001310011630","梅沟营桥东北角","梅沟营桥东北角","无迁移","疑似点位","借路灯杆","不收费","联通","顺白路","胜利",116.635366,40.116529,"规范","全向","球机","11.42.177.180",80,"海康威视","iDS-TCS215-F7","admin","SYsl51563","李乔伟、刘宁","15704776243\n15801016989",2]
["10200616","梅沟营桥东北角南向北850089","00000000001310011784","梅沟营桥东北角","梅沟营桥东北角","无迁移","疑似点位","借路灯杆","不收费","联通","顺白路","胜利",116.635414,40.116492999999998,"规范","西","枪机","11.42.177.179",80,"海康威视","DS-2CD4026FWD","admin","SYsl51563","李乔伟、刘宁","15704776243\n15801016989",2]
["10200617","梅沟营桥东北角北向南850088","00000000001310011731","梅沟营桥东北角","梅沟营桥东北角","无迁移","疑似点位","借路灯杆","不收费","联通","顺白路","胜利",116.635346,40.116461999999999,"规范","南","枪机","11.42.177.178",80,"海康威视","DS-2CD4026FWD","admin","SYsl51563","李乔伟、刘宁","15704776243\n15801016989",2]
["10200618","顺白路居然之家南侧球机850087","00000000001310010396","顺白路中国联通","顺白路居然之家南侧","无迁移","无","原有电源","不收费","联通","顺白路","胜利",116.635543,40.118870999999999,"规范","全向","球机","11.42.177.177",80,"海康威视","iDS-TCS215-F7","admin","SYsl51563","李乔伟、刘宁","15704776243\n15801016989",2]
["10200619","顺白路居然之家南侧南向北850086","00000000001310010599","顺白路中国联通","顺白路居然之家南侧","无迁移","无","原有电源","不收费","联通","顺白路","胜利",116.6409444,40.118922220000002,"规范","北","枪机","11.42.177.176",80,"海康威视","DS-2CD4026FWD","admin","SYsl51563","李乔伟、刘宁","15704776243\n15801016989",2]
["10200620","居然之家南侧北向南850085","00000000001310010448","顺白路中国联通","顺白路居然之家南侧","无迁移","无","原有电源","不收费","联通","顺白路","胜利",116.635453,40.118813000000003,"规范","南","枪机","11.42.177.175",80,"海康威视","DS-2CD4026FWD","admin","SYsl51563","李乔伟、刘宁","15704776243\n15801016989",2]
["10200621","顺白路中石化对面球机850084","00000000001310011986","顺白路中石化对面","顺白路中石化对面","无迁移","疑似点位","可能路灯杆取电","不收费","联通","顺白路","胜利",116.635229,40.120071000000003,"规范","全向","球机","11.42.177.174",80,"海康威视","iDS-TCS215-F7","admin","SYsl51563","李乔伟、刘宁","15704776243\n15801016989",2]
["10200622","顺白路中石化对面北向南850083","00000000001310011529","顺白路中石化对面","顺白路中石化对面","无迁移","疑似点位","可能路灯杆取电","不收费","联通","顺白路","胜利",116.635199,40.119978000000003,"规范","南","枪机","11.42.177.173",80,"海康威视","DS-2CD4026FWD","admin","SYsl51563","李乔伟、刘宁","15704776243\n15801016989",2]
["10200623","顺白路中石化对面南向北850082","00000000001310011885","顺白路中石化对面","顺白路中石化对面","无迁移","疑似点位","可能路灯杆取电","不收费","联通","顺白路","胜利",116.635186,40.119895,"规范","北","枪机","11.42.177.172",80,"海康威视","DS-2CD4026FWD","admin","SYsl51563","李乔伟、刘宁","15704776243\n15801016989",2]
["10200624","顺白路旺泉北街路口球机850081","00000000001310010550","顺西路望泉北街路口","顺白路旺泉北街路口","无迁移","疑似点位","大龙供热门房","不收费","联通","顺白路","胜利",116.635576,40.122726999999998,"规范","全向","球机","11.42.177.171",80,"海康威视","iDS-TCS215-F7","admin","SYsl51563","李乔伟、刘宁","15704776243\n15801016989",2]
["10200625","顺白路旺泉北街路口北向南850080","00000000001310010344","顺西路望泉北街路口","顺白路旺泉北街路口","无迁移","疑似点位","大龙供热门房","不收费","联通","顺白路","胜利",116.635561,40.122655999999999,"规范","南","枪机","11.42.177.170",80,"海康威视","DS-2CD4026FWD","admin","SYsl51563","李乔伟、刘宁","15704776243\n15801016989",2]
["10200626","顺白路旺泉北街路口南向北850079","00000000001310010497","顺西路望泉北街路口","顺白路旺泉北街路口","无迁移","疑似点位","大龙供热门房","不收费","联通","顺白路","胜利",116.635531,40.122580999999997,"规范","南","枪机","11.42.177.169",80,"海康威视","DS-2CD4026FWD","admin","SYsl51563","李乔伟、刘宁","15704776243\n15801016989",2]
["10200627","顺白路益麒麟西门球机850078","00000000001310011836","顺西路益麒麟西门","顺白路益麒麟西门","无迁移","疑似点位","原有电源","不收费","联通","顺白路","胜利",116.63558399999999,40.126063000000002,"规范","全向","球机","11.42.177.168",80,"海康威视","iDS-TCS215-F7","admin","SYsl51563","李乔伟、刘宁","15704776243\n15801016989",2]
["10200628","顺白路益麒麟西门北向南850077","00000000001310011581","顺西路益麒麟西门","顺白路益麒麟西门","无迁移","疑似点位","原有电源","不收费","联通","顺白路","胜利",116.6411722,40.126225009999999,"规范","南","枪机","11.42.177.167",80,"海康威视","DS-2CD4026FWD","admin","SYsl51563","李乔伟、刘宁","15704776243\n15801016989",2]
["10200629","顺白路益麒麟西门南向北850076","00000000001310011937","顺西路益麒麟西门","顺白路益麒麟西门","无迁移","疑似点位","原有电源","不收费","联通","顺白路","胜利",116.64117229999999,40.126225009999999,"规范","北","枪机","11.42.177.166",80,"海康威视","DS-2CD4026FWD","admin","SYsl51563","李乔伟、刘宁","15704776243\n15801016989",2]
["10200630","顺白路奥特莱斯球机850075","00000000001310011443","顺白路奥特莱斯斜对面","顺白路奥特莱斯","无迁移","无","原有电源，可能是红绿灯电箱取电","不收费","联通","顺白路","胜利",116.635412,40.127780999999999,"规范","全向","球机","11.42.178.21",80,"海康威视","iDS-TCS215-F7","admin","SYsl51563","李乔伟、刘宁","15704776243\n15801016989",2]
["10200631","顺白路奥特莱斯北向南850074","00000000001310012381","顺白路奥特莱斯斜对面","顺白路奥特莱斯","无迁移","无","原有电源，可能是红绿灯电箱取电","不收费","联通","顺白路","胜利",116.635392,40.127715999999999,"规范","南","枪机","11.42.178.20",80,"海康威视","DS-2CD4026FWD","admin","SYsl51563","李乔伟、刘宁","15704776243\n15801016989",2]
["10200632","顺白路奥特莱斯南向北850073","00000000001310012688","顺白路奥特莱斯斜对面","顺白路奥特莱斯","无迁移","无","原有电源，可能是红绿灯电箱取电","不收费","联通","顺白路","胜利",116.64111389999999,40.127875009999997,"规范","北","枪机","11.42.178.19",80,"海康威视","DS-2CD4026FWD","admin","SYsl51563","李乔伟、刘宁","15704776243\n15801016989",2]
["10200633","声皇KTV对面球机850072","00000000001310012587","大龙物资公司对面","声皇KTV往北200米","无迁移","疑似点位","借杆","不收费","联通","顺白路","胜利",116.63462800000001,40.132925,"规范","全向","球机","11.42.177.165",80,"海康威视","iDS-TCS215-F7","admin","SYsl51563","李乔伟、刘宁","15704776243\n15801016989",2]
["10200634","声皇KTV对面北向南850071","00000000001310011417","大龙物资公司对面","声皇KTV往北200米","无迁移","疑似点位","借杆","不收费","联通","顺白路","胜利",116.6408752,40.129777769999997,"规范","南","枪机","11.42.177.164",80,"海康威视","DS-2CD4026FWD","admin","SYsl51563","李乔伟、刘宁","15704776243\n15801016989",2]
["10200635","声皇KTV对面南向北850070","00000000001310011312","大龙物资公司对面","声皇KTV往北200米","无迁移","疑似点位","借杆","不收费","联通","顺白路","胜利",116.6408754,40.129777769999997,"规范","北","枪机","11.42.177.163",80,"海康威视","DS-2CD4026FWD","admin","SYsl51563","李乔伟、刘宁","15704776243\n15801016989",2]
["10200636","西辛南区西门球机850068","00000000001310010371","西辛南区西门","西辛南区西门","无迁移","无","原有电源","不收费","联通","顺白路","胜利",116.63493699999999,40.131402999999999,"规范","全向","球机","11.42.177.161",80,"海康威视","iDS-TCS215-F7","admin","SYsl51563","李乔伟、刘宁","15704776243\n15801016989",2]
["10200637","西辛南区西门卡口850069","00000000001310010472","西辛南区西门","西辛南区西门","无迁移","无","原有电源","不收费","联通","顺白路","胜利",116.6406917,40.132255549999996,"规范","全向","球机","11.42.177.162",80,"海康威视","iDS-TCS215-F7","admin","SYsl51563","李乔伟、刘宁","15704776243\n15801016989",2]
["10200638","西辛南区西门南向北850067","00000000001310010165","西辛南区西门","西辛南区西门","无迁移","无","原有电源","不收费","联通","顺白路","胜利",116.6406917,40.132255549999996,"规范","北","枪机","11.42.177.160",80,"海康威视","DS-2CD4026FWD","admin","SYsl51563","李乔伟、刘宁","15704776243\n15801016989",2]
["10200639","顺白路九九嘉对面球机850066","00000000001310010560","顺白路九九嘉饭店对面","顺白路九九嘉对面","无迁移","无","未知，可能是路灯杆取电","不收费","联通","顺白路","胜利",116.634001,40.134107,"规范","全向","球机","11.42.177.159",80,"海康威视","iDS-TCS215-F7","admin","SYsl51563","李乔伟、刘宁","15704776243\n15801016989",2]
["10200640","卧龙环岛南口球机850064","00000000001310017010","卧龙环岛南口西侧","卧龙环岛南口","无迁移","疑似点位","原有电源","不收费","联通","顺白路","胜利",116.63368699999999,40.135365,"规范","全向","球机","11.42.177.157",80,"海康威视","iDS-TCS215-F7","admin","SYsl51563","李乔伟、刘宁","15704776243\n15801016989",2]
["10200641","卧龙环岛南口卡口车卡","00000000001310017889","卧龙环岛南口西侧","卧龙环岛南口","无迁移","疑似点位","原有电源","不收费","联通","顺白路","胜利",116.633717,40.135299000000003,"规范","东","球机","11.42.177.156",80,"海康威视","DS-2CD4026FWD","admin","SYsl51563","李乔伟、刘宁","15704776243\n15801016989",2]
["10200642","卧龙环岛南口北向南850062","00000000001310016007","卧龙环岛南口西侧","卧龙环岛南口","无迁移","疑似点位","原有电源","不收费","联通","顺白路","胜利",117.633717,41.135299000000003,{"$f":"IF(AND(LEN(M643)-FIND(\".\",M643&\".\")>5,LEN(N643)-FIND(\".\",N643&\".\")>5),\"规范\",\"不规范\")","v":"规范"},"南","枪机","11.42.177.155",80,"海康威视","DS-2CD4026FWD","admin","SYsl51563","李乔伟、刘宁","15704776243\n15801016989",2]
["10200643","顺通路与府前街路口球机850061","00000000001310010270","顺通路与府前街路口","顺通路与府前街路口","无迁移","无","高杆取电，断电",null,"联通","府前街","胜利",116.651197,40.129216999999997,"规范","全向","球机","11.42.177.17",80,"海康威视","DS-2DF7286-AW","admin","SYsl51563","李乔伟、刘宁","15704776243\n15801016989",2]
["10200644","顺通路与府前街路口西向东850060","00000000001310010420","顺通路与府前街路口","顺通路与府前街路口","无迁移","无","高杆取电，断电",null,"联通","府前街","胜利",116.6510811,40.128981099999997,"规范","东","枪机","11.42.177.16",80,"海康威视","DS-2CD4026FWD","admin","SYsl51563","李乔伟、刘宁","15704776243\n15801016989",2]
["10200645","顺通路与府前街路口东向西850059","00000000001310010626","顺通路与府前街路口","顺通路与府前街路口","无迁移","无","高杆取电，断电",null,"联通","府前街","胜利",116.6510711,40.129001100000004,"规范","西","枪机","11.42.177.15",80,"海康威视","DS-2CD4026FWD","admin","SYsl51563","李乔伟、刘宁","15704776243\n15801016989",2]
["10200646","区医院楼顶一号球机850057","00000000001310010573","区医院楼顶","区医院楼顶","无迁移","无","医院取电","不收费","联通","府前街","胜利",116.6502811,40.128371100000003,"规范","全向","球机","11.42.177.14",80,"海康威视","iDS-TCS215-F7","admin","SYsl51563","李乔伟、刘宁","15704776243\n15801016989",2]
["10200647","区医院楼顶二号球机850058","00000000001310010319","区医院楼顶","区医院楼顶","无迁移","无","医院取电","不收费","联通","府前街","胜利",116.6502811,40.128351100000003,"规范","全向","球机","11.42.177.13",80,"海康威视","iDS-TCS215-F7","admin","SYsl51563","李乔伟、刘宁","15704776243\n15801016989",2]
["10200648","光明广场850056","00000000001310010675","区医院楼顶","区医院楼顶","无迁移","无","医院取电","不收费","联通","府前街","胜利",116.65026400000001,40.128366999999997,"规范","东","枪机","11.42.177.12",80,"海康威视","DS-2CD4026FWD","admin","SYsl51563","李乔伟、刘宁","15704776243\n15801016989",2]
["10200649","顺义宾馆对面球机850055","00000000001310010524","胜利派出所楼顶","胜利派出所楼顶","无迁移","无","派出所取电","不收费","联通","府前街","胜利",116.64968500000001,40.128833,"规范","全向","球机","11.42.176.25",80,"海康威视","iDS-TCS215-F7","admin","SYsl51563","李乔伟、刘宁","15704776243\n15801016989",2,"原IP：11.42.178.18"]
["10200650","顺义区政府门口850054","00000000001310010217","胜利派出所楼顶","胜利派出所楼顶","无迁移","无","派出所取电","不收费","联通","府前街","胜利",116.6549667,40.129752770000003,"规范","西","枪机","11.42.176.24",80,"海康威视","DS-2CD4026FWD","admin","SYsl51563","李乔伟、刘宁","15704776243\n15801016989",2,"原IP：11.42.178.17"]
["10200651","顺义区委门口850053","00000000001310010727","胜利派出所楼顶","胜利派出所楼顶","无迁移","无","派出所取电","不收费","联通","府前街","胜利",116.6549667,40.129752770000003,"规范","东","枪机","11.42.176.23",80,"海康威视","DS-2CD4026FWD","admin","SYsl51563","李乔伟、刘宁","15704776243\n15801016989",2,"原IP：11.42.178.16"]
["10200652","府前街广发银行对面球机850052","00000000001310012899","府前街建行门口","府前街广发银行对面","无迁移","无","高杆借杆取电断电",null,"联通","府前街","胜利",116.64735109999999,40.129001100000004,"规范","全向","球机","11.42.177.154",80,"海康威视","DS-2DF7286-AW","admin","SYsl51563","李乔伟、刘宁","15704776243\n15801016989",2]
["10200653","府前街广发银行对面西向东850051","00000000001310011878","府前街建行门口","府前街广发银行对面","无迁移","无","高杆借杆取电断电",null,"联通","府前街","胜利",116.64724200000001,40.129015000000003,"规范","东","枪机","11.42.177.153",80,"海康威视","DS-2CD4026FWD","admin","SYsl51563","李乔伟、刘宁","15704776243\n15801016989",2]
["10200654","府前街广发银行对面东向西850050","00000000001310011829","府前街建行门口","府前街广发银行对面","无迁移","无","高杆借杆取电断电",null,"联通","府前街","胜利",117.64724200000001,41.129015000000003,"规范","西","枪机","11.42.177.152",80,"海康威视","DS-2CD4026FWD","admin","SYsl51563","李乔伟、刘宁","15704776243\n15801016989",2]
["10200655","府前街国泰商场对面球机850049","00000000001310012218","府前街国泰商城对面","府前街国泰商场对面","无迁移","无","高杆借杆取电断电",null,"联通","府前街","胜利",116.645212,40.128796000000001,"规范","全向","球机","11.42.178.15",80,"海康威视","DS-2DF7286-AW","admin","SYsl51563","李乔伟、刘宁","15704776243\n15801016989",2]
["10200656","府前街国泰商场对面南向北850048","00000000001310010488","府前街国泰商城对面","府前街国泰商场对面","无迁移","无","高杆借杆取电断电",null,"联通","府前街","胜利",116.645235,40.128737999999998,"规范","北","枪机","11.42.178.14",80,"海康威视","DS-2CD4026FWD","admin","SYsl51563","李乔伟、刘宁","15704776243\n15801016989",2]
["10200657","府前街国泰商场对面北向南850047","00000000001310012016","府前街国泰商城对面","府前街国泰商场对面","无迁移","无","高杆借杆取电断电",null,"联通","府前街","胜利",117.645235,41.128737999999998,"规范","南","枪机","11.42.178.13",80,"海康威视","DS-2CD4026FWD","admin","SYsl51563","李乔伟、刘宁","15704776243\n15801016989",2]
["10200658","府前街中国银行门口球机850046","00000000001310015068","府前街中国银行门口","府前街中国银行门口","无迁移","无","高杆取电","不收费","联通","府前街","胜利",116.65041669999999,40.12987777,"规范","全向","球机","11.42.178.12",80,"海康威视","iDS-TCS215-F7","admin","SYsl51563","李乔伟、刘宁","15704776243\n15801016989",2]
["10200659","府前街中国银行门口西向东850045","00000000001310014764","府前街中国银行门口","府前街中国银行门口","无迁移","无","高杆取电","不收费","联通","府前街","胜利",116.644451,40.128822999999997,"规范","东","枪机","11.42.178.11",80,"海康威视","DS-2CD4026FWD","admin","SYsl51563","李乔伟、刘宁","15704776243\n15801016989",2]
["10200660","府前街中国银行门口东向西850044","00000000001310014914","府前街中国银行门口","府前街中国银行门口","无迁移","无","高杆取电","不收费","联通","府前街","胜利",116.644547,40.128794999999997,"规范","西","枪机","11.42.178.10",80,"海康威视","DS-2CD4026FWD","admin","SYsl51563","李乔伟、刘宁","15704776243\n15801016989",2]
["10200661","府前街金百万门口球机850043","00000000001310011727","府前街金百万门口","府前街金百万门口","无迁移","无","路灯杆取电","不收费","联通","府前街","胜利",116.643131,40.128912,"规范","全向","球机","11.42.178.9",80,"海康威视","iDS-TCS215-F7","admin","SYsl51563","李乔伟、刘宁","15704776243\n15801016989",2]
["10200662","府前街金百万门口东向西850042","00000000001310011675","府前街金百万门口","府前街金百万门口","无迁移","无","路灯杆取电","不收费","联通","府前街","胜利",116.6493444,40.130136110000002,"规范","西","枪机","11.42.178.8",80,"海康威视","DS-2DF7286-AW","admin","SYsl51563","李乔伟、刘宁","15704776243\n15801016989",2]
["10200663","府前街金百万门口西向东850041","00000000001310011776","府前街金百万门口","府前街金百万门口","无迁移","无","路灯杆取电","不收费","联通","府前街","胜利",116.643103,40.128850999999997,"规范","东","枪机","11.42.178.7",80,"海康威视","DS-2CD4026FWD","admin","SYsl51563","李乔伟、刘宁","15704776243\n15801016989",2]
["10200664","石门地铁站东南角球机850040","00000000001310012798","石门地铁站东南角","石门地铁站东南角","无迁移","无","借杆","不收费","联通","府前街","胜利",116.635678,40.128647999999998,"规范","全向","球机","11.42.178.6",80,"海康威视","iDS-TCS215-F7","admin","SYsl51563","李乔伟、刘宁","15704776243\n15801016989",2]
["10200665","石门地铁站东南角南向北850039","00000000001310012850","石门地铁站东南角","石门地铁站东南角","无迁移","无","借杆","不收费","联通","府前街","胜利",116.6410139,40.129563879999999,"规范","北","枪机","11.42.178.5",80,"海康威视","DS-2CD4026FWD","admin","SYsl51563","李乔伟、刘宁","15704776243\n15801016989",2]
["10200666","石门地铁站东南角北向南850038","00000000001310012323","石门地铁站东南角","石门地铁站东南角","无迁移","无","借杆","不收费","联通","府前街","胜利",116.635693,40.128591999999998,"规范","南","枪机","11.42.178.4",80,"海康威视","DS-2CD4026FWD","admin","SYsl51563","李乔伟、刘宁","15704776243\n15801016989",2]
["10200667","石门地铁站西南角球机850037","00000000001310012372","石门地铁站东南角","石门地铁站西南角","无迁移","无","向西200米路北变压器取电","不收费","联通","府前街","胜利",116.6410138,40.129563879999999,"规范","全向","球机","11.42.178.3",80,"海康威视","iDS-TCS215-F7","admin","SYsl51563","李乔伟、刘宁","15704776243\n15801016989",2]
["10200668","石门地铁站西南角东向西850036","00000000001310012003","石门地铁站东南角","石门地铁站西南角","无迁移","无","向西200米路北变压器取电","不收费","联通","府前街","胜利",116.6410137,40.129563869999998,"规范","西","枪机","11.42.178.2",80,"海康威视","DS-2CD4026FWD","admin","SYsl51563","李乔伟、刘宁","15704776243\n15801016989",2]
["10200669","石门地铁站西南角西向东850035","00000000001310012169","石门地铁站东南角","石门地铁站西南角","无迁移","无","向西200米路北变压器取电","不收费","联通","府前街","胜利",116.635087,40.128638000000002,"规范","东","枪机","11.42.178.1",80,"海康威视","DS-2CD4026FWD","admin","SYsl51563","李乔伟、刘宁","15704776243\n15801016989",2]
["10200670","顺通路与顺沙路路口卡口850034","00000000001310014813","顺通路与顺沙路路口","顺通路与顺沙路路口","无迁移","疑似点位","借杆原杆取电","不收费","联通","顺沙路","胜利",116.651398,40.135845000000003,"规范","全向","球机","11.42.177.11",80,"海康威视","DS-2DF7286-AW","admin","SYsl51563","李乔伟、刘宁","15704776243\n15801016989",2]
["10200671","顺通路与顺沙路路口球机850033","00000000001310014866","顺通路与顺沙路路口","顺通路与顺沙路路口","无迁移","疑似点位","借杆原杆取电","不收费","联通","顺沙路","胜利",117.651398,41.135845000000003,"规范","全向","球机","11.42.177.10",80,"海康威视","iDS-TCS215-F7","admin","SYsl51563","李乔伟、刘宁","15704776243\n15801016989",2]
["10200672","顺通路与顺沙路路口南向北850032","00000000001310014967","顺通路与顺沙路路口","顺通路与顺沙路路口","无迁移","疑似点位","借杆原杆取电","不收费","联通","顺沙路","胜利",116.651398,40.135731999999997,"规范","北","枪机","11.42.177.9",80,"海康威视","DS-2CD4026FWD","admin","SYsl51563","李乔伟、刘宁","15704776243\n15801016989",2]
["10200673","顺通路与顺沙路路口北向南850031","00000000001310015019","顺通路与顺沙路路口","顺通路与顺沙路路口","无迁移","疑似点位","借杆原杆取电","不收费","联通","顺沙路","胜利",116.651483,40.135717999999997,"规范","南","枪机","11.42.177.8",80,"海康威视","DS-2CD4026FWD","admin","SYsl51563","李乔伟、刘宁","15704776243\n15801016989",2]
["10200674","胜利小区北门球机850030","00000000001310014366","双兴南区南门","胜利小区北门","无迁移","无","小区门口门房","物业缴费","联通","顺沙路","胜利",116.6535725,40.137144429999999,"规范","全向","球机","11.42.177.151",80,"海康威视","iDS-TCS215-F7","admin","SYsl51563","李乔伟、刘宁","15704776243\n15801016989",2]
["10200675","胜利小区北门西北850029","00000000001310014314","双兴南区南门","胜利小区北门","无迁移","无","小区门口门房","物业缴费","联通","顺沙路","胜利",116.648098,40.135938000000003,"规范","北","枪机","11.42.177.150",80,"海康威视","DS-2CD4026FWD","admin","SYsl51563","李乔伟、刘宁","15704776243\n15801016989",2]
["10200676","胜利小区北门西向东850028","00000000001310014265","双兴南区南门","胜利小区北门","无迁移","无","小区门口门房","物业缴费","联通","顺沙路","胜利",116.6535722,40.13714444,"规范","东","枪机","11.42.177.149",80,"海康威视","DS-2CD4026FWD","admin","SYsl51563","李乔伟、刘宁","15704776243\n15801016989",2]
["10200677","胜利小区北门东向西850027","00000000001310014418","双兴南区南门","胜利小区北门","无迁移","无","小区门口门房","物业缴费","联通","顺沙路","胜利",116.648005,40.135883,"规范","西","枪机","11.42.177.148",80,"海康威视","DS-2CD4026FWD","admin","SYsl51563","李乔伟、刘宁","15704776243\n15801016989",2]
["10200678","石幢环岛南口球机850026","00000000001310014474","石幢环岛南","石幢环岛南口","无迁移","无","不确定，可能旁边楼内取电","不收费","联通","顺沙路","胜利",116.64533400000001,40.135883,"规范","全向","球机","11.42.177.147",80,"海康威视","iDS-TCS215-F7","admin","SYsl51563","李乔伟、刘宁","15704776243\n15801016989",2]
["10200679","石幢环岛南口卡口车卡","00000000001310014676","石幢环岛南","石幢环岛南口","无迁移","无","不确定，可能旁边楼内取电","不收费","联通","顺沙路","胜利",116.64526600000001,40.135933000000001,"规范","全向","球机","11.42.177.146",80,"海康威视","iDS-TCS215-F7","admin","SYsl51563","李乔伟、刘宁","15704776243\n15801016989",2]
["10200680","石幢环岛南口西向东850024","00000000001310014526","石幢环岛南","石幢环岛南口","无迁移","无","不确定，可能旁边楼内取电","不收费","联通","顺沙路","胜利",116.6513556,40.135486110000002,"规范","东","枪机","11.42.177.145",80,"海康威视","DS-2CD4026FWD","admin","SYsl51563","李乔伟、刘宁","15704776243\n15801016989",2]
["10200681","石幢环岛北口球机850023","00000000001310015948","石幢环岛北","石幢环岛北口","无迁移","无","新华书店门头左侧小电箱取电","不收费","联通","顺沙路","胜利",116.65148050000001,40.137050010000003,"规范","全向","球机","11.42.177.144",80,"海康威视","iDS-TCS215-F7","admin","SYsl51563","李乔伟、刘宁","15704776243\n15801016989",2]
["10200682","石幢环岛北口卡口车卡","00000000001310015843","石幢环岛北","石幢环岛北口","无迁移","无","新华书店门头左侧小电箱取电","不收费","联通","顺沙路","胜利",116.6514806,40.137050010000003,"规范","全向","球机","11.42.177.143",80,"海康威视","iDS-TCS215-F7","admin","SYsl51563","李乔伟、刘宁","15704776243\n15801016989",2]
["10200683","石幢环岛北口北向南850021","00000000001310015794","石幢环岛北","石幢环岛北口","无迁移","无","新华书店门头左侧小电箱取电","不收费","联通","顺沙路","胜利",116.645505,40.136268000000001,"规范","南","枪机","11.42.177.142",80,"海康威视","DS-2CD4026FWD","admin","SYsl51563","李乔伟、刘宁","15704776243\n15801016989",2]
["10200684","党校南门球机850020","00000000001310015641","中山西街党校南门","党校南门","无迁移","无","新华书店门头左侧小电箱取电","不收费","联通","顺沙路","胜利",116.64427499999999,40.136245000000002,"规范","全向","球机","11.42.177.141",80,"海康威视","iDS-TCS215-F7","admin","SYsl51563","李乔伟、刘宁","15704776243\n15801016989",2]
["10200685","党校南门东向西850019","00000000001310015588","中山西街党校南门","党校南门","无迁移","无","新华书店门头左侧小电箱取电","不收费","联通","顺沙路","胜利",116.6501167,40.137191659999999,"规范","西","枪机","11.42.177.140",80,"海康威视","DS-2CD4026FWD","admin","SYsl51563","李乔伟、刘宁","15704776243\n15801016989",2]
["10200686","党校南门西向东850018","00000000001310015539","中山西街党校南门","党校南门","无迁移","无","新华书店门头左侧小电箱取电","不收费","联通","顺沙路","胜利",116.6501166,40.137191629999997,"规范","东","枪机","11.42.177.139",80,"海康威视","DS-2CD4026FWD","admin","SYsl51563","李乔伟、刘宁","15704776243\n15801016989",2]
["10200687","铁东路与中山街路口球机850017","160624151310900016","铁东路与中山街交叉口","铁东路与中山街路口","无迁移","无","新华书店门头左侧小电箱取电","不收费","联通","顺沙路","胜利",116.640168,40.136338000000002,"规范","全向","球机","11.42.177.138",80,"海康威视","iDS-TCS215-F7","admin","SYsl51563","李乔伟、刘宁","15704776243\n15801016989",2]
["10200688","铁东路与中山街路口西向东850016","160624151310900015","铁东路与中山街交叉口","铁东路与中山街路口","无迁移","无","新华书店门头左侧小电箱取电","不收费","联通","顺沙路","胜利",116.640246,40.136322999999997,"规范","东","枪机","11.42.177.137",80,"海康威视","DS-2CD4026FWD","admin","SYsl51563","李乔伟、刘宁","15704776243\n15801016989",2]
["10200689","铁东路与中山街路口东向西850015","160624151310900014","铁东路与中山街交叉口","铁东路与中山街路口","无迁移","无","新华书店门头左侧小电箱取电","不收费","联通","顺沙路","胜利",116.640095,40.136316000000001,"规范","西","枪机","11.42.177.136",80,"海康威视","DS-2CD4026FWD","admin","SYsl51563","李乔伟、刘宁","15704776243\n15801016989",2]
["10200690","金宝城音乐会馆对面球机850014","00000000001310015895","金宝城音乐会馆对面","金宝城音乐会馆对面","无迁移","无","公测外边西南角电箱","不收费","联通","顺沙路","胜利",116.638935,40.136031000000003,"规范","全向","球机","11.42.177.7",80,"海康威视","iDS-TCS215-F7","admin","SYsl51563","李乔伟、刘宁","15704776243\n15801016989",2]
["10200691","金宝城音乐会馆对面卡口车卡","00000000001310015997","金宝城音乐会馆对面","金宝城音乐会馆对面","无迁移","无","公测外边西南角电箱","不收费","联通","顺沙路","胜利",116.638865,40.136049,"规范","全向","球机","11.42.177.6",80,"海康威视","iDS-TCS215-F7","admin","SYsl51563","李乔伟、刘宁","15704776243\n15801016989",2]
["10200692","金宝城音乐会馆对面西向东850012","00000000001310015742","金宝城音乐会馆对面","金宝城音乐会馆对面","无迁移","无","公测外边西南角电箱","不收费","联通","顺沙路","胜利",116.63878699999999,40.136077,"规范","东","枪机","11.42.177.5",80,"海康威视","DS-2CD4026FWD","admin","SYsl51563","李乔伟、刘宁","15704776243\n15801016989",2]
["10200693","金宝城音乐会馆对面东向西850011","00000000001310015693","金宝城音乐会馆对面","金宝城音乐会馆对面","无迁移","无","公测外边西南角电箱","不收费","联通","顺沙路","胜利",116.638704,40.136111999999997,"规范","西","枪机","11.42.177.4",80,"海康威视","DS-2CD4026FWD","admin","SYsl51563","李乔伟、刘宁","15704776243\n15801016989",2]
["10200694","顺沙路大鸭梨对面球机850010","00000000001310014553","顺沙路西外街大鸭梨南口左侧","顺沙路大鸭梨对面","无迁移","无","公测外边西南角电箱","不收费","联通","顺沙路","胜利",116.63799400000001,40.136144999999999,"规范","全向","球机","11.42.177.3",80,"海康威视","iDS-TCS215-F7","admin","SYsl51563","李乔伟、刘宁","15704776243\n15801016989",2]
["10200695","顺沙路大鸭梨对面东向西850009","00000000001310014606","顺沙路西外街大鸭梨南口左侧","顺沙路大鸭梨对面","无迁移","无","公测外边西南角电箱","不收费","联通","顺沙路","胜利",116.6440028,40.137422219999998,"规范","西","枪机","11.42.177.2",80,"海康威视","DS-2CD4026FWD","admin","SYsl51563","李乔伟、刘宁","15704776243\n15801016989",2]
["10200696","顺沙路大鸭梨对面西向东850008","00000000001310015014","顺沙路西外街大鸭梨南口左侧","顺沙路大鸭梨对面","无迁移","无","公测外边西南角电箱","不收费","联通","顺沙路","胜利",116.638012,40.136083999999997,"规范","东","枪机","11.42.177.1",80,"海康威视","DS-2CD4026FWD","admin","SYsl51563","李乔伟、刘宁","15704776243\n15801016989",2]
["10200697","西辛北区南门球机850007","00000000001310014962","西辛北区南门","西辛北区南门","无迁移","无","点位旁边东北侧两米小变压器取电","不收费","联通","顺沙路","胜利",116.6416333,40.137752769999999,"规范","全向","球机","11.42.177.135",80,"海康威视","iDS-TCS215-F7","admin","SYsl51563","李乔伟、刘宁","15704776243\n15801016989",2]
["10200698","西辛北区南门西向东850006","00000000001310014808","西辛北区南门","西辛北区南门","无迁移","无","点位旁边东北侧两米小变压器取电","不收费","联通","顺沙路","胜利",116.636898,40.136471,"规范","东","枪机","11.42.177.134",80,"海康威视","DS-2CD4026FWD","admin","SYsl51563","李乔伟、刘宁","15704776243\n15801016989",2]
["10200699","西辛北区南门北向南850005","00000000001310014860","西辛北区南门","西辛北区南门","无迁移","无","点位旁边东北侧两米小变压器取电","不收费","联通","顺沙路","胜利",116.63695800000001,40.136445999999999,"规范","南","枪机","11.42.177.133",80,"海康威视","DS-2CD4026FWD","admin","SYsl51563","李乔伟、刘宁","15704776243\n15801016989",2]
["10200700","西辛北区南门东向西850004","00000000001310014655","西辛北区南门","西辛北区南门","无迁移","无","点位旁边东北侧两米小变压器取电","不收费","联通","顺沙路","胜利",116.637011,40.136436000000003,"规范","西","枪机","11.42.177.132",80,"海康威视","DS-2CD4026FWD","admin","SYsl51563","李乔伟、刘宁","15704776243\n15801016989",2]
["10200701","卧龙环岛东口球机850003","00000000001310014909","卧龙环岛东口","卧龙环岛东口","无迁移","无","旁边门房取电","不收费","联通","顺沙路","胜利",116.635356,40.136484000000003,"规范","全向","球机","11.42.177.131",80,"海康威视","iDS-TCS215-F7","admin","SYsl51563","李乔伟、刘宁","15704776243\n15801016989",2]
["10200702","卧龙环岛东口卡口车卡","00000000001310014759","卧龙环岛东口","卧龙环岛东口","无迁移","无","旁边门房取电","不收费","联通","顺沙路","胜利",116.635424,40.136471,"规范","全向","球机","11.42.177.130",80,"海康威视","iDS-TCS215-F7","admin","SYsl51563","李乔伟、刘宁","15704776243\n15801016989",2]
["10200703","卧龙环岛东口西向东850001","00000000001310014707","卧龙环岛东口","卧龙环岛东口","无迁移","无","旁边门房取电","不收费","联通","顺沙路","胜利",116.6416389,40.137763880000001,"规范","东","枪机","11.42.177.129",80,"海康威视","DS-2CD4026FWD","admin","SYsl51563","李乔伟、刘宁","15704776243\n15801016989",2]
["10200704","区政府对面球机850231","00000000001310015581","胜利派出所楼顶","胜利派出所楼顶","无迁移","无","派出所取电","不收费","联通","府前街","胜利",116.648889,40.128889000000001,"规范","全向","球机","11.42.188.1",80,"海康威视","iDS-TCS215-F7","admin","SYsl51563","李乔伟、刘宁","15704776243\n15801016989",2]
["10200705","东大桥西口球机830022","00000000001310011294","府前街东口对角红绿灯左侧","东大桥西口","无迁移","疑似点位","借杆，杆下取电，高杆",null,"联通","光明延伸","胜利",116.66990560000001,40.128333329999997,"规范","全向","球机","11.42.179.148",80,"海康威视","iDS-TCS215-F7","admin","SYsl51563","李乔伟、刘宁","15704776243\n15801016989",2]
["10200706","东大桥西口东向西830021","000000000001310940649","府前街东口对角红绿灯左侧","东大桥西口","无迁移","疑似点位","借杆，杆下取电，高杆",null,"联通","光明延伸","胜利",116.663532,40.128667,{"$f":"IF(AND(LEN(M707)-FIND(\".\",M707&\".\")>5,LEN(N707)-FIND(\".\",N707&\".\")>5),\"规范\",\"不规范\")","v":"规范"},"西","枪机","11.42.179.150",80,"海康威视","DS-2CD4026FWD","admin","SYsl51563","李乔伟、刘宁","15704776243\n15801016989",2]
["10200707","东大桥西口西向东830020","00000000001310014372","府前街东口对角红绿灯左侧","东大桥西口","无迁移","疑似点位","借杆，杆下取电，高杆",null,"联通","光明延伸","胜利",116.663494,40.128552999999997,"规范","东","枪机","11.42.179.149",80,"海康威视","DS-2CD4026FWD","admin","SYsl51563","李乔伟、刘宁","15704776243\n15801016989",2]
["10200708","仇家店中心小学西向东030002","00000000001310013687","仇家店中心小学门口","仇家店中心小学门口","无迁移","无","学校门房","不收费","联通","北小营中小幼","胜利",116.74062600000001,40.192419000000001,"规范","东","枪机","11.45.128.252",80,"海康威视","DS-2CD4026FWD","admin","SYsl51563","李乔伟、刘宁","15704776243\n15801016989",2]
["10200709","仇家店中心小学东向西030001","00000000001310013586","仇家店中心小学门口","仇家店中心小学门口","无迁移","无","学校门房","不收费","联通","北小营中小幼","胜利",116.740533,40.192411,"规范","西","枪机","11.45.128.251",80,"海康威视","DS-2CD4026FWD","admin","SYsl51563","李乔伟、刘宁","15704776243\n15801016989",2]
["10200710","仇家店中心小学校球机030003","00000000001310013638","仇家店中心小学门口","仇家店中心小学门口","无迁移","无","学校门房","不收费","联通","北小营中小幼","胜利",116.74043399999999,40.192413999999999,"规范","全向","球机","11.45.128.253",80,"海康威视","iDS-TCS215-F7","admin","SYsl51563","李乔伟、刘宁","15704776243\n15801016989",2]
["10200711","吉祥幼儿园西向东","11011301001310016720","杆、设备丢失（已恢复）","杆、设备丢失","无迁移","无","幼儿园门房","不收费","联通","后沙峪中小幼","胜利",116.547518,40.084857999999997,"规范","东","枪机","11.44.48.136",80,"海康威视","DS-2CD5047EFWD-AI","admin","SYsl51563","李乔伟、刘宁","15704776243\n15801016989",2]
["10200712","吉祥幼儿园东向西","11011301001310010927","杆、设备丢失（已恢复）","杆、设备丢失","无迁移","无","幼儿园门房","不收费","联通","后沙峪中小幼","胜利",116.547516,40.084735000000002,"规范","西","枪机","11.44.48.135",80,"海康威视","DS-2CD5047EFWD-AI","admin","SYsl51563","李乔伟、刘宁","15704776243\n15801016989",2]
["10200713","吉祥幼儿园球机","11011301001310015575","杆、设备丢失（已恢复）","杆、设备丢失","无迁移","无","幼儿园门房","不收费","联通","后沙峪中小幼","胜利",116.547521,40.084797999999999,"规范","全向","球机","11.44.48.134",80,"海康威视","iDS-2DE7823IX-A/T3","admin","SYsl51563","李乔伟、刘宁","15704776243\n15801016989",2]
["10200714","高丽营第三幼儿园东向西700001","00000000001310012754","高丽营第三幼儿园门口","高丽营第三幼儿园门口","无迁移","无","幼儿园门房","不收费","联通","高丽营中小幼","胜利",116.49042300000001,40.133434000000001,"规范","西","枪机","11.44.0.163",80,"海康威视","DS-2CD4026FWD","admin","SYsl51563","李乔伟、刘宁","15704776243\n15801016989",2]
["10200715","高丽营第三幼儿园球机700003","00000000001310012806","高丽营第三幼儿园门口","高丽营第三幼儿园门口","无迁移","无","幼儿园门房","不收费","联通","高丽营中小幼","胜利",116.490725,40.133446999999997,"规范","全向","球机","11.44.0.165",80,"海康威视","iDS-TCS215-F7","admin","SYsl51563","李乔伟、刘宁","15704776243\n15801016989",2]
["10200716","高丽营第三幼儿园西向东700002","00000000001310012705","高丽营第三幼儿园门口","高丽营第三幼儿园门口","无迁移","无","幼儿园门房","不收费","联通","高丽营中小幼","胜利",116.490146,40.133384,"规范","东","枪机","11.44.0.164",80,"海康威视","DS-2CD4026FWD","admin","SYsl51563","李乔伟、刘宁","15704776243\n15801016989",2]
["10200717","牛栏山第二幼儿园球机600006","00000000001310015426","牛栏山第二幼儿园","牛栏山第二幼儿园","无迁移","无","幼儿园门房","不收费","联通","牛山中小幼","胜利",116.668121,40.215659000000002,"规范","全向","球机","11.42.224.138",80,"海康威视","iDS-TCS215-F7","admin","SYsl51563","李乔伟、刘宁","15704776243\n15801016989",2]
["10200718","牛栏山第二幼儿园南向北600004","00000000001310015478","牛栏山第二幼儿园","牛栏山第二幼儿园","无迁移","无","幼儿园门房","不收费","联通","牛山中小幼","胜利",116.66809600000001,40.215910999999998,"规范","北","枪机","11.42.224.136",80,"海康威视","DS-2CD4026FWD","admin","SYsl51563","李乔伟、刘宁","15704776243\n15801016989",2]
["10200719","牛栏山第二小学南向北600001","00000000001310015377","牛栏山第二小学","牛栏山第二小学","无迁移","无","门房","不收费","联通","牛山中小幼","胜利",116.668234,40.215080999999998,"规范","北","枪机","11.42.224.133",80,"海康威视","DS-2CD4026FWD","admin","SYsl51563","李乔伟、刘宁","15704776243\n15801016989",2]
["10200720","牛栏山第二幼儿园北向南600005","00000000001310015631","牛栏山第二幼儿园","牛栏山第二幼儿园","无迁移","无","幼儿园门房","不收费","联通","牛山中小幼","胜利",116.668021,40.216211999999999,"规范","南","枪机","11.42.224.137",80,"海康威视","DS-2CD4026FWD","admin","SYsl51563","李乔伟、刘宁","15704776243\n15801016989",2]
["10200721","牛栏山第二小学球机600003","00000000001310015579","牛栏山第二小学","牛栏山第二小学","无迁移","无","门房","不收费","联通","牛山中小幼","胜利",116.668184,40.214753000000002,"规范","全向","球机","11.42.224.135",80,"海康威视","iDS-TCS215-F7","admin","SYsl51563","李乔伟、刘宁","15704776243\n15801016989",2]
["10200722","牛栏山第二小学北向南600002","00000000001310015530","牛栏山第二小学","牛栏山第二小学","无迁移","无","门房","不收费","联通","牛山中小幼","胜利",116.66819700000001,40.215395000000001,"规范","南","枪机","11.42.224.134",80,"海康威视","DS-2CD4026FWD","admin","SYsl51563","李乔伟、刘宁","15704776243\n15801016989",2]
["10200723","杨镇第三幼儿园西向东940001","00000000001310016542","杨镇第三幼儿园","杨镇第三幼儿园","无迁移","无","北侧们房内","不收费","联通","杨镇中小幼","胜利",116.82782400000001,40.157257999999999,"规范","西","枪机","11.45.97.1",80,"海康威视","DS-2CD4026FWD","admin","SYsl51563","李乔伟、刘宁","15704776243\n15801016989",2]
["10200724","杨镇第三幼儿园东向西940002","00000000001310016594","杨镇第三幼儿园","杨镇第三幼儿园","无迁移","无","北侧们房内","不收费","联通","杨镇中小幼","胜利",116.82786400000001,40.157252,"规范","西","枪机","11.45.97.2",80,"海康威视","DS-2CD4026FWD","admin","SYsl51563","李乔伟、刘宁","15704776243\n15801016989",2]
["10200725","杨镇第三幼儿园球机940003","00000000001310016647","杨镇第三幼儿园","杨镇第三幼儿园","无迁移","无","北侧们房内","不收费","联通","杨镇中小幼","胜利",116.827895,40.157259000000003,"规范","全向","球机","11.45.97.3",80,"海康威视","iDS-TCS215-F7","admin","SYsl51563","李乔伟、刘宁","15704776243\n15801016989",2]
["10200726","杨镇一中东门球机2","00000000001310016696","杨镇一中东门","杨镇一中东门","无迁移","无","学校门卫室","不收费","联通","杨镇中小幼","胜利",116.81531699999999,40.153651000000004,"规范","全向","球机","11.45.97.4",80,"海康威视","iDS-TCS215-F7","admin","SYsl51563","李乔伟、刘宁","15704776243\n15801016989",2]
["10200727","杨镇一中西门北向南940004","00000000001310016748","杨镇一中西门","杨镇一中西门","无迁移","无","学校门卫室","不收费","联通","杨镇中小幼","胜利",116.815273,40.153498999999996,"规范","南","枪机","11.45.97.5",80,"海康威视","DS-2CD4026FWD","admin","SYsl51563","李乔伟、刘宁","15704776243\n15801016989",2]
["10200728","杨镇一中西门球机","00000000001310016797","杨镇一中西门","杨镇一中西门","无迁移","无","学校门卫室","不收费","联通","杨镇中小幼","胜利",116.81536699999999,40.153323,"规范","全向","球机","11.45.97.6",80,"海康威视","iDS-TCS215-F7","admin","SYsl51563","李乔伟、刘宁","15704776243\n15801016989",2]
["10200729","杨镇二中东门球机940007","00000000001310016849","杨镇二中东门","杨镇二中东门","无迁移","无","对面院内门房外","不收费","联通","杨镇中小幼","胜利",116.817159,40.153474000000003,"规范","全向","球机","11.45.97.7",80,"海康威视","iDS-TCS215-F7","admin","SYsl51563","李乔伟、刘宁","15704776243\n15801016989",2]
["10200730","牛山一中实验小学北门西向东830002","00000000001310012387","牛山一中实验小学北门","牛山一中实验小学北门","无迁移","无","学校门房","不收费","联通","光明延伸","胜利",116.66340099999999,40.156849000000001,"规范","东","枪机","11.42.179.130",80,"海康威视","DS-2CD4026FWD","admin","SYsl51563","李乔伟、刘宁","15704776243\n15801016989",2]
["10200731","港馨东区幼儿园南向北810013","00000000001310012334","港馨东区幼儿园","港馨东区幼儿园","无迁移","无","幼儿园门房","不收费","联通","仁和延伸","胜利",116.67432100000001,40.104861,"规范","北","枪机","11.42.179.14",80,"海康威视","DS-2CD4026FWD","admin","SYsl51563","李乔伟、刘宁","15704776243\n15801016989",2]
["10200732","东风小学东校区西南角球机830005","00000000001310012435","东风小学东校区西南角","东风小学东校区西南角","无迁移","无","学校门房","不收费","联通","光明延伸","胜利",116.662046,40.122450999999998,"规范","全向","球机","11.42.179.133",80,"海康威视","iDS-TCS215-F7","admin","SYsl51563","李乔伟、刘宁","15704776243\n15801016989",2]
["10200733","牛山一中实验小学北门东向西830001","00000000001310012488","牛山一中实验小学北门","牛山一中实验小学北门","无迁移","无","学校门房","不收费","联通","光明延伸","胜利",116.66340099999999,40.156849000000001,"规范","西","枪机","11.42.179.129",80,"海康威视","DS-2CD4026FWD","admin","SYsl51563","李乔伟、刘宁","15704776243\n15801016989",2]
["10200734","东风小学东校区西南角西向东830005","00000000001310012537","牛山一中实验小学北门","牛山一中实验小学北门","无迁移","无","学校门房","不收费","联通","光明延伸","胜利",116.661839,40.122419000000001,"规范","东","枪机","11.42.179.134",80,"海康威视","DS-2CD4026FWD","admin","SYsl51563","李乔伟、刘宁","15704776243\n15801016989",2]
["10200735","顺和花园幼儿园南向北810016","00000000001310012589","顺和花园幼儿园","顺和花园幼儿园","无迁移","无","幼儿园门房","不收费","联通","仁和延伸","胜利",116.662609,40.084487000000003,"规范","北","枪机","11.42.179.17",80,"海康威视","DS-2CD4026FWD","admin","SYsl51563","李乔伟、刘宁","15704776243\n15801016989",2]
["10200736","顺义一中附属小学后门球机810012","00000000001310012641","顺义一中附属小学后门","顺义一中附属小学后门","无迁移","无","学校门房","不收费","联通","仁和延伸","胜利",116.633853,40.110388999999998,"规范","全向","球机","11.42.179.12",80,"海康威视","iDS-TCS215-F7","admin","SYsl51563","李乔伟、刘宁","15704776243\n15801016989",2]
["10200737","港馨东区幼儿园南向北810014","00000000001310012690","港馨东区幼儿园","港馨东区幼儿园","无迁移","无","幼儿园门房","不收费","联通","仁和延伸","胜利",116.67426399999999,40.104855999999998,"规范","北","枪机","11.42.179.13",80,"海康威视","DS-2CD4026FWD","admin","SYsl51563","李乔伟、刘宁","15704776243\n15801016989",2]
["10200738","牛山一中实验小学北门球机830003","00000000001310012844","牛山一中实验小学北门","牛山一中实验小学北门","无迁移","无","学校门房","不收费","联通","光明延伸","胜利",116.66340099999999,40.156849000000001,"规范","全向","球机","11.42.179.131",80,"海康威视","iDS-TCS215-F7","admin","SYsl51563","李乔伟、刘宁","15704776243\n15801016989",2]
["10200739","东风小学东校区西南角东向西830004","00000000001310012742","东风小学东校区西南角","东风小学东校区西南角","无迁移","无","学校门房","不收费","联通","光明延伸","胜利",116.66195999999999,40.122444000000002,"不规范","西","枪机","11.42.179.132",80,"海康威视","DS-2CD4026FWD","admin","SYsl51563","李乔伟、刘宁","15704776243\n15801016989",2]
["10200740","顺和花园幼儿园球机810018","00000000001310012791","顺和花园幼儿园","顺和花园幼儿园","无迁移","无","幼儿园门房","不收费","联通","仁和延伸","胜利",116.662571,40.084341999999999,"规范","全向","球机","11.42.179.18",80,"海康威视","iDS-TCS215-F7","admin","SYsl51563","李乔伟、刘宁","15704776243\n15801016989",2]
["10200741","顺和花园幼儿园北向南810017","00000000001310012896","顺和花园幼儿园","顺和花园幼儿园","无迁移","无","幼儿园门房","不收费","联通","仁和延伸","胜利",116.66259599999999,40.084668999999998,"规范","南","枪机","11.42.179.16",80,"海康威视","DS-2CD4026FWD","admin","SYsl51563","李乔伟、刘宁","15704776243\n15801016989",2]
["10200742","港馨东区幼儿园球机810013","00000000001310013135","港馨东区幼儿园","港馨东区幼儿园","无迁移","无","幼儿园门房","不收费","联通","仁和延伸","胜利",116.674404,40.104861,"规范","全向","球机","11.42.179.15",80,"海康威视","iDS-TCS215-F7","admin","SYsl51563","李乔伟、刘宁","15704776243\n15801016989",2]
["10200743","澜西园四区幼儿园门口右侧810005","00000000001310017365","澜西园四区幼儿园门口","澜西园四区幼儿园门口","无迁移","无","幼儿园门房","不收费","联通","仁和延伸","胜利",116.6329583,40.113069439999997,"规范","西","枪机","11.42.179.5",80,"海康威视","DS-2CD4026FWD","admin","SYsl51563","李乔伟、刘宁","15704776243\n15801016989",2]
["10200744","顺义一中附属小学后门西向东810010","00000000001310017316","顺义一中附属小学后门","顺义一中附属小学后门","无迁移","无","学校门房","不收费","联通","仁和延伸","胜利",116.633545,40.110413999999999,"规范","东","枪机","11.42.179.10",80,"海康威视","DS-2CD4026FWD","admin","SYsl51563","李乔伟、刘宁","15704776243\n15801016989",2]
["10200745","澜西园二区幼儿园南向北810001","00000000001310017215","澜西园二区幼儿园","澜西园二区幼儿园","无迁移","无","幼儿园门房","不收费","联通","仁和延伸","胜利",116.6381389,40.11145277,"规范","北","枪机","11.42.179.1",80,"海康威视","DS-2CD4026FWD","admin","SYsl51563","李乔伟、刘宁","15704776243\n15801016989",2]
["10200746","顺义一中附属小学正门东向西","00000000001310017470","顺义一中附属小学正门","顺义一中附属小学正门","无迁移","无","已断电",null,"联通","仁和延伸","胜利",116.633551,40.110931100000002,"规范","西","枪机","11.42.179.7",80,"海康威视",null,"admin","SYsl51563","李乔伟、刘宁","15704776243\n15801016989",2]
["10200747","澜西园四区幼儿园球机810006","00000000001310017418","澜西园四区幼儿园门口","澜西园四区幼儿园门口","无迁移","无","幼儿园门房","不收费","联通","仁和延伸","胜利",116.627302,40.112085,"规范","全向","球机","11.42.179.6",80,"海康威视","iDS-TCS215-F7","admin","SYsl51563","李乔伟、刘宁","15704776243\n15801016989",2]
["10200748","顺义一中附属小学正门西向东810008","00000000001310017571","顺义一中附属小学后门","顺义一中附属小学后门","无迁移","无","学校门房","不收费","联通","仁和延伸","胜利",116.633708,40.110954999999997,"规范","东","枪机","11.42.179.8",80,"海康威视",null,"admin","SYsl51563","李乔伟、刘宁","15704776243\n15801016989",2]
["10200749","澜西园二区幼儿园北向南810002","00000000001310017774","澜西园二区幼儿园","澜西园二区幼儿园","无迁移","无","幼儿园门房","不收费","联通","仁和延伸","胜利",116.63211099999999,40.110017999999997,"规范","南","枪机","11.42.179.2",80,"海康威视","DS-2CD4026FWD","admin","SYsl51563","李乔伟、刘宁","15704776243\n15801016989",2]
["10200750","顺义一中附属小学后门东向西","00000000001310017927","顺义一中附属小学后门","顺义一中附属小学后门","无迁移","无","学校门房","不收费","联通","仁和延伸","胜利",116.633691,40.110408,"规范","西","枪机","11.42.179.11",80,"海康威视",null,"admin","SYsl51563","李乔伟、刘宁","15704776243\n15801016989",2]
["10200751","澜西园四区幼儿园门口左侧810004","00000000001310017979","澜西园四区幼儿园门口","澜西园四区幼儿园门口","无迁移","无","幼儿园门房","不收费","联通","仁和延伸","胜利",116.6329582,40.113069430000003,"规范","东","枪机","11.42.179.4",80,"海康威视","DS-2CD4026FWD","admin","SYsl51563","李乔伟、刘宁","15704776243\n15801016989",2]
["10200752","顺义一中附属小学正门球机810009","00000000001310018028","顺义一中附属小学正门","顺义一中附属小学正门","无迁移","无","已断电",null,"联通","仁和延伸","胜利",116.6393333,40.111830550000001,"规范","全向","球机","11.42.179.9",80,"海康威视",null,"admin","SYsl51563","李乔伟、刘宁","15704776243\n15801016989",2]
["10200753","顺白路九九嘉对面南向北850065","00000000001310011571","顺白路九九嘉饭店对面","顺白路九九嘉对面","无迁移","无","未知，可能是路灯杆取电","不收费","联通","顺白路","胜利",116.634001,40.134107,"规范","北","枪机","11.42.177.158",80,"海康威视","DS-2CD4026FWD","admin","SYsl51563","李乔伟、刘宁","15704776243\n15801016989",2]
["10200754","澜西园二区幼儿园球机810003","11011301001310010538","澜西园二区幼儿园","澜西园二区幼儿园","无迁移","无","幼儿园门房","不收费","联通","仁和延伸","胜利",116.6381389,40.11145277,"规范","全向","球机","11.42.179.3",80,"海康威视","iDS-TCS215-F7","admin","SYsl51563","李乔伟、刘宁","15704776243\n15801016989",2]
["10200755","裕隆一街与右堤路路口西球机","11011301001310013220","右堤路与裕龙一街东口","右堤路与裕龙一街东口","无迁移","无","借杆，旁边箱变取电",null,"联通","光明延伸","胜利",116.6755972,40.124327770000001,"规范","全向","球机","11.42.179.159",80,"海康威视","iDS-TCS215-F7","admin","SYsl51563","李乔伟、刘宁","15704776243\n15801016989",2]
[]
["编号规则：","所处机房--分类类别--序号 01（第一机房）/02（监控点）顺序排列"]

{"sheet":"应用系统","index":4,"n_rows":15,"n_cols":13,"rows_kept":15,"cut":false,"hidden":false,"merged":[[14,1,14,12]]}
["系统编号","网址URL","IP","端口","用户名","密码","系统名称","所属平台","所属机房","联系人","联系方式","权重","备注"]
[10300001,"https://11.43.48.6","11.43.48.6",443,"admin","SYmp51590","马坡","三级平台","马坡派出所","肖园、刘宁","18101365589\n15801016989",1]
[10300002,"http://11.45.64.8","11.45.64.8",8087,"admin","SYnc51653","南彩","三级平台","南彩派出所","肖园、刘宁","18101365589\n15801016989",1]
[10300003,"http://11.45.65.181","11.45.65.181",80,"admin","SYnc51653","南彩","硬盘录像机","南彩派出所","肖园、刘宁","18101365589\n15801016989",1]
[10300004,"http://11.42.95.1","11.42.95.1",80,"admin","SYbw51617","北务","硬盘录像机","北务检查站","肖园、刘宁","18101365589\n15801016989",1]
[10300005,"http://11.45.16.1","11.45.16.1",80,"admin","SYdsgz51623","大孙各庄","硬盘录像机","大孙各庄检查站","肖园、刘宁","18101365589\n15801016989",1]
[10300006,"http://11.45.128.150","11.45.128.150",80,"admin","SYbxy51637","北小营","硬盘录像机","北小营重点","肖园、刘宁","18101365589\n15801016989",1]
[10300007,"http://11.42.224.129","11.42.224.129",80,"admin","SYns51595","牛山","硬盘录像机","牛山重点","肖园、刘宁","18101365589\n15801016989",1]
[10300008,"http://11.44.0.129","11.44.0.129",80,"admin","SYgly51607","高丽营","硬盘录像机","高丽营重点","肖园、刘宁","18101365589\n15801016989",1]
[10300009,"http://11.44.48.129","11.44.48.129",80,"admin","SYhsy51577","后沙峪","硬盘录像机","后沙峪重点","肖园、刘宁","18101365589\n15801016989",1]
[10300010,"http://11.42.129.120","11.42.129.120",80,"admin","SYrh51565","仁和","硬盘录像机","仁和重点","肖园、刘宁","18101365589\n15801016989",1]
[10300011,"http://11.43.0.130","11.43.0.130",80,"admin","SYgm51570","光明","硬盘录像机","光明重点","肖园、刘宁","18101365589\n15801016989",1]
[10300012,"http://11.42.176.6","11.42.176.6",8087,"admin","SYsl51563","胜利","三级平台","胜利派出所","肖园、刘宁","18101365589\n15801016989",1]
[]
["编号规则：","所处机房--分类类别--序号 01（第一机房）/03（应用系统）顺序排列"]

{"sheet":"数据库","index":5,"n_rows":4,"n_cols":16,"rows_kept":4,"cut":false,"hidden":false,"merged":[[3,1,3,15]]}
["资产编号","业务板块","IP地址","端口","用户名","密码","数据库","资产描述","数据库软件","数据库版本","物理位置","逻辑区域","联系人","联系方式","权重","备注"]
[10400001,"视频专网","11.42.176.2",1521,"APOLLO","hik12345","未知","数据库专用服务器","oracle ","11g","分局2机柜","vlan1","迈书杰",17746538237,1]
[10400003]
["编号规则：","所处机房--分类类别--序号 01（第一机房）/04（生产数据库）顺序排列"]

{"sheet":"网络设备","index":6,"n_rows":49,"n_cols":18,"rows_kept":49,"cut":false,"hidden":false,"merged":[[22,1,22,17]]}
["资产编号","管理地址","用户名","密码","上联接口","上联地址","下联接口","下联地址","资产描述","规格型号","设备序列号","配置参数","物理位置","逻辑区域","联系人","联系方式","权重","备注"]
[10500001,"无","无","无","G0/0/23-G0/0/24,to G0/1/6-G0/1/7","无","G0/0/1-G0/0/12","无","接入3","H3C-S5500","210235A252C145000715","24口","马坡 #33U","vlan1","李乔伟、刘宁","15704776243\n15801016989",1]
[10500002,"无","无","无","G0/0/1,to G0/1/3","无","G0/0/2-G0/0/48","无","接入2","H3C-S5500","210235A24WH153900023","48口","马坡 #31U","vlan1","李乔伟、刘宁","15704776243\n15801016989",1]
[10500003,"无","无","无","G0/0/1,to G0/1/1","无","G0/0/2-G0/0/28","无","接入1","H3C-S5500","210235A24WH153900109","48口","马坡 #27U","vlan1","李乔伟、刘宁","15704776243\n15801016989",1]
[10500004,"无","无","无","G0/0/24,to G0/0/1","无","G0/0/1-G0/0/9","无","接入1","H3C-S5500","210235A252C155900372","24口","南彩 8#16U","vlan1","李乔伟、刘宁","15704776243\n15801016989",1]
[10500005,"无","无","无","G0/0/1,to G0/0/3","无","G0/0/2-G0/0/48","无","接入2","H3C-S5500","210235A24WH155000036","48口","南彩 8#12U","vlan1","李乔伟、刘宁","15704776243\n15801016989",1]
[10500006,"无","无","无","G0/0/1,to G0/0/4","无","G0/0/3-G0/0/34","无","接入3","H3C-S5500","210235A24WH155000071","48口","南彩 8#8U","vlan1","李乔伟、刘宁","15704776243\n15801016989",1]
[10500007,"无","无","无","Gi/0/28,to Gi/2/11","无","G0/0/1-G0/0/7","无","接入1","H3C-S5500","210235A252C148000800","24口","北务 #18U","vlan1","李乔伟、刘宁","15704776243\n15801016989",1]
[10500008,"无","无","无","Gi/0/49,to Gi/2/0","无","G0/0/1-G0/0/19","无","接入1","H3C-S5500","210235A04RH148000056","48口","大孙各庄 #20U","vlan1","李乔伟、刘宁","15704776243\n15801016989",1]
[10500009,"无","无","无","G0/0/2,to G0/0/15","无","G0/0/1-G0/0/3","无","接入1","H3C-S1224","219801A0FBM141000753","24口","北小营 #20U","vlan1","李乔伟、刘宁","15704776243\n15801016989",1]
[10500010,"无","无","无","G0/0/24,to G0/0/17","无","G0/0/1-G0/0/5","无","接入1","H3C-S1224","219801A0FBM141000752","24口","牛山 #5U","vlan1","李乔伟、刘宁","15704776243\n15801016989",1]
[10500011,"无","无","无","G0/0/24,to G0/0/22","无","G0/0/1-G0/0/4","无","接入1","H3C-S1224","219801A0FBM141000754","24口","高丽营 #25U","vlan1","李乔伟、刘宁","15704776243\n15801016989",1]
[10500012,"无","无","无","G0/0/6,to G0/0/1","无","G0/0/1-G0/0/5","无","接入1","H3C-S1224","219801A0FBM141000751","24口","后沙峪 #38U","vlan1","李乔伟、刘宁","15704776243\n15801016989",1]
[10500013,"无","无","无","G0/0/24,to G0/0/22","无","G0/0/1-G0/0/2","无","接入1","H3C-S1224","219801A0FBM141000755","24口","仁和 #42U","vlan1","李乔伟、刘宁","15704776243\n15801016989",1]
[10500014,"无","无","无","G0/0/24,to G0/0/24","无","G0/0/1-G0/0/4","无","接入1","H3C-S1224","219801A0FBM141000818","24口","光明 #24U","vlan1","李乔伟、刘宁","15704776243\n15801016989",1]
[10500015,"无","无","无","Gi/28/23,to Gi/0/52","无","G0/0/1-G0/0/23","无","接入1","H3C-S5500","210235A252C145000230","24口","胜利 #30U","vlan1","李乔伟、刘宁","15704776243\n15801016989",1]
[10500016,"无","无","无","Gi/0/52,G0/0/37,G0/0/38,to Gi/28/23,G0/0/1,G0/0/3","无","G0/0/1-G0/0/10","无","核心","H3C-S5560","210235A252C145000523","48口","胜利 2#30U","vlan1","李乔伟、刘宁","15704776243\n15801016989",1]
[10500017,"无","无","无","G0/0/47,G0/0/48,to G0/0/1,G0/0/2","无","G0/0/1-G0/0/22","无","接入1","H3C-S5560","210235A252C145000584","48口","胜利 3#30U","vlan1","李乔伟、刘宁","15704776243\n15801016989",1]
[10500018,"无","无","无","G0/0/26,to G0/0/47","无","G0/0/1-G0/0/36","无","接入2","H3C-S5560","210235A252C145000447","48口","胜利 1#30U","vlan1","李乔伟、刘宁","15704776243\n15801016989",1]
[10500019,"无","无","无","G0/0/19,to G0/0/45","无","G0/0/1-G0/0/39","无","接入3","H3C-S5560","210235A252C145000544","48口","胜利 1#20U","vlan1","李乔伟、刘宁","15704776243\n15801016989",1]
[10500020,"无","无","无","G0/0/21,to G0/0/43","无","G0/0/1-G0/0/41","无","接入4","H3C-S5560","210235A252C145000629","48口","胜利 1#15U","vlan1","李乔伟、刘宁","15704776243\n15801016989",1]
[]
["编号规则：","所处机房--分类类别--序号 01（第一机房）/05（生产网络安全设备）顺序排列"]
{"$rows_empty":25}
[" "]

{"sheet":"机柜拓扑","index":7,"n_rows":47,"n_cols":60,"rows_kept":47,"cut":false,"hidden":false,"merged":[[46,59,46,60],[2,59,2,60],[46,2,46,3],[46,5,46,6],[46,9,46,10],[46,12,46,13],[46,15,46,16],[46,19,46,20],[46,23,46,24],[46,27,46,28],[46,31,46,32],[46,35,46,36],[46,39,46,40],[46,43,46,44],[46,47,46,48],[46,51,46,52],[46,55,46,56],[2,39,2,40],[2,43,2,44],[2,47,2,48],[2,51,2,52],[2,55,2,56],[2,19,2,20],[2,23,2,24],[2,27,2,28],[2,31,2,32],[2,35,2,36],[2,2,2,3],[2,5,2,6],[2,9,2,10],[2,12,2,13],[2,15,2,16]]}
[]
[]
[null,null,"马坡 #（图腾未标号）分局",null,null,"马坡 #（图腾未标号）分局",null,null,null,"南彩6#（未使用）分局",null,null,"南彩7#分局",null,null,"南彩8#分局",null,null,null,"北务 #（未标号）",null,null,null,"大孙各庄 #（未标号）",null,null,null,"北小营8#",null,null,null,"牛山 #（大屏下面）",null,null,null,"高丽营 #（未标号）",null,null,null,"后沙峪 #（未标号）",null,null,null,"仁和 #（未标号）",null,null,null,"光明 #（未标号）",null,null,null,"分局1#",null,null,null,"分局2#",null,null,null,"分局3#"]
[]
[]
[null,"42U",null,null,"42U",null,null,null,"42U",null,null,"42U",null,null,"42U",null,null,null,"42U",null,null,null,"42U",null,null,null,"42U",null,null,null,"42U",null,null,null,"42U",null,null,null,"42U",null,null,null,"42U","接入1 【24口】","219801A0FBM141000755",null,"42U",null,null,null,"42U",null,null,null,"42U",null,null,null,"42U"]
[null,"41U",null,null,"41U",null,null,null,"41U",null,null,"41U",null,null,"41U",null,null,null,"41U",null,null,null,"41U",null,null,null,"41U",null,null,null,"41U",null,null,null,"41U",null,null,null,"41U",null,null,null,"41U",null,null,null,"41U",null,null,null,"41U",null,null,null,"41U",null,null,null,"41U"]
[null,"40U",null,null,"40U",null,null,null,"40U",null,null,"40U",null,null,"40U",null,null,null,"40U","显示器无",null,null,"40U","显示器无",null,null,"40U","显示器",null,null,"40U","显示器",null,null,"40U","显示器",null,null,"40U","显示器无",null,null,"40U","显示器无",null,null,"40U","显示器",null,null,"40U","光交换机1",null,null,"40U","h3c 5560交换机",null,null,"40U","NVR1"]
[null,"39U",null,null,"39U",null,null,null,"39U",null,null,"39U",null,null,"39U",null,null,null,"39U",null,null,null,"39U",null,null,null,"39U","三星 S22B310B","ZUGLH4LDC03886W",null,"39U","三星 S22B310B","ZUGLH4LDC04393A",null,"39U","三星 S22B310B","ZUGLH4LDC038812",null,"39U",null,null,null,"39U",null,null,null,"39U","三星 S22B310B","ZUGLH4LDC04286V",null,"39U",null,null,null,"39U",null,null,null,"39U"]
[null,"38U",null,null,"38U",null,null,null,"38U",null,null,"38U",null,null,"38U",null,null,null,"38U",null,null,null,"38U",null,null,null,"38U",null,null,null,"38U",null,null,null,"38U",null,null,null,"38U",null,null,null,"38U",null,null,null,"38U",null,null,null,"38U",null,null,null,"38U",null,null,null,"38U"]
[null,"37U",null,null,"37U",null,null,null,"37U",null,null,"37U",null,null,"37U",null,null,null,"37U",null,null,null,"37U",null,null,null,"37U",null,null,null,"37U",null,null,null,"37U",null,null,null,"37U",null,null,null,"37U",null,null,null,"37U",null,null,null,"37U","光交换机2",null,null,"37U","NVR服务器1",null,null,"37U","IPSAN-海康IS-VSE2326C-DDA"]
[null,"36U",null,null,"36U",null,null,null,"36U",null,null,"36U",null,null,"36U",null,null,null,"36U",null,null,null,"36U",null,null,null,"36U",null,null,null,"36U",null,null,null,"36U",null,null,null,"36U",null,null,null,"36U",null,null,null,"36U","硬盘录像机NVR",null,null,"36U",null,null,null,"36U",null,null,null,"36U","11.42.176.1"]
[null,"35U",null,null,"35U",null,null,null,"35U",null,null,"35U",null,null,"35U",null,null,null,"35U",null,null,null,"35U",null,null,null,"35U",null,null,null,"35U",null,null,null,"35U",null,null,null,"35U",null,null,null,"35U",null,null,null,"35U",null,"210235C03W3142000002",null,"35U",null,null,null,"35U",null,null,null,"35U"]
[null,"34U",null,null,"34U",null,null,null,"34U",null,null,"34U",null,null,"34U",null,null,null,"34U",null,null,null,"34U",null,null,null,"34U",null,null,null,"34U",null,null,null,"34U",null,null,null,"34U",null,null,null,"34U",null,null,null,"34U",null,null,null,"34U","h3c 5560交换机",null,null,"34U","NVR服务器2",null,null,"34U","h3c 5560交换机"]
[null,"33U","接入3 【24口】","210235A252C145000715","33U",null,null,null,"33U",null,null,"33U",null,null,"33U",null,null,null,"33U",null,null,null,"33U",null,null,null,"33U",null,null,null,"33U",null,null,null,"33U",null,null,null,"33U",null,null,null,"33U",null,null,null,"33U",null,null,null,"33U",null,null,null,"33U",null,null,null,"33U"]
[null,"32U",null,null,"32U",null,null,null,"32U",null,null,"32U",null,null,"32U",null,null,null,"32U",null,null,null,"32U",null,null,null,"32U",null,null,null,"32U",null,null,null,"32U",null,null,null,"32U",null,null,null,"32U",null,null,null,"32U",null,null,null,"32U",null,null,null,"32U",null,null,null,"32U"]
[null,"31U","接入2 【48口】","210235A24WH153900023","31U",null,null,null,"31U",null,null,"31U",null,null,"31U",null,null,null,"31U",null,null,null,"31U",null,null,null,"31U",null,null,null,"31U",null,null,null,"31U",null,null,null,"31U",null,null,null,"31U",null,null,null,"31U",null,null,null,"31U","光交换机3",null,null,"31U","显示器-kvm-switch1",null,null,"31U","存储磁盘阵列3--海康DS-A82060d"]
[null,"30U",null,null,"30U",null,null,null,"30U",null,null,"30U",null,null,"30U",null,null,null,"30U",null,null,null,"30U",null,null,null,"30U",null,null,null,"30U",null,null,null,"30U",null,null,null,"30U",null,null,null,"30U",null,null,null,"30U",null,null,null,"30U",null,null,null,"30U",null,null,null,"30U"]
[null,"29U",null,null,"29U",null,null,null,"29U",null,null,"29U",null,null,"29U",null,null,null,"29U",null,null,null,"29U",null,null,null,"29U",null,null,null,"29U",null,null,null,"29U",null,null,null,"29U",null,null,null,"29U",null,null,null,"29U",null,null,null,"29U",null,null,null,"29U",null,null,null,"29U"]
[null,"28U",null,null,"28U",null,null,null,"28U",null,null,"28U",null,null,"28U",null,null,null,"28U",null,null,null,"28U",null,null,null,"28U",null,null,null,"28U",null,null,null,"28U",null,null,null,"28U",null,null,null,"28U",null,null,null,"28U",null,null,null,"28U","光交换机4",null,null,"28U","h3c 5560交换机",null,null,"28U"]
[null,"27U","接入1 【48口】","210235A24WH153900109","27U",null,null,null,"27U",null,null,"27U",null,null,"27U",null,null,null,"27U",null,null,null,"27U",null,null,null,"27U",null,null,null,"27U",null,null,null,"27U",null,null,null,"27U",null,null,null,"27U",null,null,null,"27U",null,null,null,"27U",null,null,null,"27U",null,null,null,"27U"]
[null,"26U",null,null,"26U",null,null,null,"26U",null,null,"26U",null,null,"26U",null,null,null,"26U",null,null,null,"26U",null,null,null,"26U",null,null,null,"26U",null,null,null,"26U",null,null,null,"26U",null,null,null,"26U",null,null,null,"26U",null,null,null,"26U",null,null,null,"26U",null,null,null,"26U","显示器-kvm-switch2"]
[null,"25U","数据管理服务器",null,"25U",null,null,null,"25U",null,null,"25U","数据管理服务器",null,"25U",null,null,null,"25U",null,null,null,"25U",null,null,null,"25U",null,null,null,"25U",null,null,null,"25U",null,null,null,"25U",null,null,null,"25U",null,null,null,"25U",null,null,null,"25U","h3c 5560交换机",null,null,"25U","存储服务器2--海康DS-A82060d",null,null,"25U"]
[null,"24U",null,"HIKO96313857","24U",null,null,null,"24U",null,null,"24U",null,"HIK096319858","24U",null,null,null,"24U",null,null,null,"24U",null,null,null,"24U",null,null,null,"24U",null,null,null,"24U",null,null,null,"24U",null,null,null,"24U",null,null,null,"24U",null,null,null,"24U",null,null,null,"24U",null,null,null,"24U"]
[null,"23U",null,null,"23U",null,null,null,"23U",null,null,"23U",null,null,"23U",null,null,null,"23U",null,null,null,"23U",null,null,null,"23U",null,null,null,"23U",null,null,null,"23U",null,null,null,"23U",null,null,null,"23U",null,null,null,"23U",null,null,null,"23U",null,null,null,"23U",null,null,null,"23U"]
[null,"22U",null,null,"22U",null,null,null,"22U",null,null,"22U",null,null,"22U",null,null,null,"22U",null,null,null,"22U",null,null,null,"22U",null,null,null,"22U",null,null,null,"22U",null,null,null,"22U",null,null,null,"22U",null,null,null,"22U",null,null,null,"22U","h3c 5560交换机",null,null,"22U",null,null,null,"22U","媒体转发服务器-浪潮nf-5270m3"]
[null,"21U","流媒体服务器",null,"21U",null,null,null,"21U",null,null,"21U","流媒体服务器1",null,"21U",null,null,null,"21U",null,null,null,"21U",null,null,null,"21U",null,null,null,"21U",null,null,null,"21U",null,null,null,"21U",null,null,null,"21U",null,null,null,"21U",null,null,null,"21U",null,null,null,"21U",null,null,null,"21U","11.42.176.2"]
[null,"20U",null,"HIKO96313871","20U",null,null,null,"20U",null,null,"20U",null,"HIK096319889","20U",null,null,null,"20U",null,null,null,"20U","接入1 【48口】","210235A04RH148000056",null,"20U","接入1 【24口】","219801A0FBM141000753",null,"20U","接入1 【24口】","219801A0FBM141000752",null,"20U","接入1 【24口】","219801A0FBM141000754",null,"20U","接入1 【24口】","219801A0FBM141000751",null,"20U",null,null,null,"20U",null,null,null,"20U",null,null,null,"20U","中心服务器-浪潮nf-5270m3",null,null,"20U"]
[null,"19U",null,null,"19U",null,null,null,"19U",null,null,"19U",null,null,"19U",null,null,null,"19U",null,null,null,"19U",null,null,null,"19U",null,null,null,"19U",null,null,null,"19U",null,null,null,"19U",null,null,null,"19U",null,null,null,"19U",null,null,null,"19U","光交换机5",null,null,"19U","11.42.176.9",null,null,"19U","卡口服务器-浪潮nf-5270m3"]
[null,"18U",null,null,"18U",null,null,null,"18U",null,null,"18U",null,null,"18U",null,null,null,"18U","接入1 【24口】","210235A24WH153900109",null,"18U",null,null,null,"18U",null,null,null,"18U",null,null,null,"18U",null,null,null,"18U",null,null,null,"18U",null,null,null,"18U",null,null,null,"18U",null,null,null,"18U",null,null,null,"18U","11.42.176.3"]
[null,"17U","磁盘存储阵列",null,"17U",null,null,null,"17U",null,null,"17U","流媒体服务器2",null,"17U",null,null,null,"17U",null,null,null,"17U",null,null,null,"17U",null,null,null,"17U",null,null,null,"17U",null,null,null,"17U",null,null,null,"17U",null,null,null,"17U",null,null,null,"17U",null,null,null,"17U","数据库服务器-浪潮nf-5270m3","(ORACLE11g）",null,"17U"]
[null,"16U",null,496989967,"16U",null,null,null,"16U",null,null,"16U",null,"HIKO96313871","16U","接入1 【24口】","210235A252C155900372",null,"16U",null,null,null,"16U",null,null,null,"16U",null,null,null,"16U",null,null,null,"16U",null,null,null,"16U",null,null,null,"16U",null,null,null,"16U",null,null,null,"16U","光交换机6",null,null,"16U","11.42.176.7",null,null,"16U","GIS备份服务器-浪潮nf-5270m3"]
[null,"15U",null,null,"15U",null,null,null,"15U",null,null,"15U",null,null,"15U",null,null,null,"15U",null,null,null,"15U",null,null,null,"15U",null,null,null,"15U",null,null,null,"15U",null,null,null,"15U",null,null,null,"15U",null,null,null,"15U",null,null,null,"15U",null,null,null,"15U",null,null,null,"15U","11.42.176.5（位连接网线）"]
[null,"14U",null,null,"14U",null,null,null,"14U",null,null,"14U",null,null,"14U",null,null,null,"14U",null,null,null,"14U",null,null,null,"14U",null,null,null,"14U",null,null,null,"14U",null,null,null,"14U",null,null,null,"14U",null,null,null,"14U",null,null,null,"14U",null,null,null,"14U","媒体服务器-浪潮nf-5270m3",null,null,"14U"]
[null,"13U",null,null,"13U",null,null,null,"13U",null,null,"13U","磁盘阵列1",null,"13U",null,null,null,"13U","硬盘录像机NVR",null,null,"13U","硬盘录像机NVR",null,null,"13U","硬盘录像机NVR",null,null,"13U","硬盘录像机NVR",null,null,"13U","硬盘录像机NVR",null,null,"13U","硬盘录像机NVR",null,null,"13U","硬盘录像机NVR",null,null,"13U",null,null,null,"13U","光交换机7",null,null,"13U","11.42.176.6",null,null,"13U"]
[null,"12U",null,null,"12U",null,null,null,"12U",null,null,"12U",null,519817564,"12U","接入2 【48口】","210235A24WH155000036",null,"12U",null,"210235C0CLB149000053",null,"12U",null,"210235c0CLB149000041",null,"12U",null,"210235C03WB141000015",null,"12U",null,"210235C03WB13C000117",null,"12U",null,"210235C03WB141000099",null,"12U",null,"210235C03WB13C000118",null,"12U",null,"210235C03WB141000029",null,"12U",null,null,null,"12U",null,null,null,"12U",null,null,null,"12U"]
[null,"11U",null,null,"11U",null,null,null,"11U",null,null,"11U",null,null,"11U",null,null,null,"11U",null,null,null,"11U",null,null,null,"11U",null,null,null,"11U",null,null,null,"11U",null,null,null,"11U",null,null,null,"11U",null,null,null,"11U",null,null,null,"11U",null,null,null,"11U","媒体服务器-浪潮nf-5270m3",null,null,"11U"]
[null,"10U",null,null,"10U",null,null,null,"10U",null,null,"10U",null,null,"10U",null,null,null,"10U",null,null,null,"10U",null,null,null,"10U",null,null,null,"10U",null,null,null,"10U",null,null,null,"10U",null,null,null,"10U",null,null,null,"10U",null,null,null,"10U","存储磁盘阵列1--海康DS-A82060d",null,null,"10U","11.42.176.8",null,null,"10U","GIS主服务器-浪潮nf-8420m3"]
[null,"9U",null,null,"9U",null,null,null,"9U",null,null,"9U","磁盘阵列2",null,"9U",null,null,null,"9U",null,null,null,"9U","网络存储扩展柜1","210235C0CKB141000038",null,"9U",null,null,null,"9U",null,null,null,"9U",null,null,null,"9U",null,null,null,"9U",null,null,null,"9U",null,null,null,"9U",null,null,null,"9U",null,null,null,"9U","11.42.176.4"]
[null,"8U",null,null,"8U",null,null,null,"8U",null,null,"8U",null,519817565,"8U","接入3 【48口】","210235A24WH155000071",null,"8U",null,null,null,"8U","网络存储扩展柜2","210235C0CKB141000032",null,"8U",null,null,null,"8U",null,null,null,"8U",null,null,null,"8U",null,null,null,"8U",null,null,null,"8U",null,null,null,"8U",null,null,null,"8U","存储磁盘阵列3--海康DS-A82060d",null,null,"8U"]
[null,"7U",null,null,"7U",null,null,null,"7U",null,null,"7U",null,null,"7U",null,null,null,"7U",null,null,null,"7U",null,null,null,"7U",null,null,null,"7U",null,null,null,"7U",null,null,null,"7U",null,null,null,"7U",null,null,null,"7U",null,null,null,"7U",null,null,null,"7U",null,null,null,"7U"]
[null,"6U",null,null,"6U",null,null,null,"6U",null,null,"6U","磁盘阵列3",null,"6U",null,null,null,"6U",null,null,null,"6U",null,null,null,"6U",null,null,null,"6U",null,null,null,"6U",null,null,null,"6U",null,null,null,"6U",null,null,null,"6U",null,null,null,"6U",null,null,null,"6U",null,null,null,"6U"]
[null,"5U",null,null,"5U",null,null,null,"5U",null,null,"5U",null,519817562,"5U",null,null,null,"5U",null,null,null,"5U",null,null,null,"5U",null,null,null,"5U",null,null,null,"5U",null,null,null,"5U",null,null,null,"5U",null,null,null,"5U",null,null,null,"5U",null,null,null,"5U",null,null,null,"5U"]
[null,"4U",null,null,"4U",null,null,null,"4U",null,null,"4U",null,null,"4U",null,null,null,"4U",null,null,null,"4U",null,null,null,"4U",null,null,null,"4U",null,null,null,"4U",null,null,null,"4U",null,null,null,"4U",null,null,null,"4U","接入1 【24口】","219801A0FBM141000818",null,"4U",null,null,null,"4U",null,null,null,"4U"]
[null,"3U",null,null,"3U",null,null,null,"3U",null,null,"3U",null,null,"3U",null,null,null,"3U",null,null,null,"3U",null,null,null,"3U",null,null,null,"3U",null,null,null,"3U",null,null,null,"3U",null,null,null,"3U",null,null,null,"3U",null,null,null,"3U",null,null,null,"3U",null,null,null,"3U"]
[null,"2U",null,null,"2U",null,null,null,"2U",null,null,"2U",null,null,"2U",null,null,null,"2U",null,null,null,"2U",null,null,null,"2U",null,null,null,"2U",null,null,null,"2U",null,null,null,"2U",null,null,null,"2U",null,null,null,"2U",null,null,null,"2U",null,null,null,"2U",null,null,null,"2U"]
[null,"1U",null,null,"1U",null,null,null,"1U",null,null,"1U",null,null,"1U",null,null,null,"1U",null,null,null,"1U",null,null,null,"1U",null,null,null,"1U",null,null,null,"1U",null,null,null,"1U",null,null,null,"1U",null,null,null,"1U",null,null,null,"1U",null,null,null,"1U",null,null,null,"1U"]

{"sheet":"网络拓扑","index":8,"n_rows":1,"n_cols":1,"rows_kept":1,"cut":false,"hidden":false,"merged":[]}
["机房名称及网络拓扑图"]

{"sheet":"负载","index":9,"n_rows":273,"n_cols":3,"rows_kept":273,"cut":false,"hidden":true,"merged":[]}
["orgoauth.systoon.com","10.252.35.123",8081]
["orgoauth.systoon.com","10.252.35.124",8081]
["signon.systoon.com","10.252.21.69",8081]
["signon.systoon.com","10.252.21.70",8081]
["admin.ticket.innertoon.com","10.252.37.14",8081]
["admin.ticket.innertoon.com","10.252.37.15",8081]
["groupchat.innertoon.com","10.252.15.186",8081]
["userManager.innertoon.com","10.252.15.152",8081]
["alarm.syswin.com","10.252.26.42",8081]
["alarm.syswin.com","10.252.26.43",8081]
["openapi.tag.systoon.com","10.252.35.103",8081]
["openapi.tag.systoon.com","10.252.35.104",8081]
["smsapi.innertoon.com","10.252.18.18",8081]
["smsapi.innertoon.com","10.252.18.17",8081]
["api.user.systoon.com","10.252.35.108",8081]
["api.user.systoon.com","10.252.35.107",8081]
["foodclearing.systoon.com","10.252.21.47",60404]
["foodclearing.systoon.com","10.252.21.48",60404]
["newhouse.toon.mobi","10.252.21.69",8081]
["newhouse.toon.mobi","10.252.21.70",8081]
["licai.admin.fangtoon.com","10.252.16.7",8081]
["facebag.innertoon.com","10.252.15.134",8081]
["facebag.innertoon.com","10.252.15.135",8081]
["api.oauth.systoon.com","10.252.35.112",8081]
["api.oauth.systoon.com","10.252.35.111",8081]
["secretary.innertoon.com","10.252.35.183",8081]
["secretary.innertoon.com","10.252.35.184",8081]
["mycatweb.systoon.com","10.253.68.95",8081]
["redpacket.systoon.com","10.252.27.33",8081]
["redpacket.systoon.com","10.252.27.34",8081]
["shi.toon.mobi","10.252.37.15",8081]
["ui.opensearch.innertoon.com","10.252.15.171",8081]
["upload.innertoon.com","10.253.68.199",80]
["cr.agency.systoon.com","10.252.23.27",8081]
["cr.agency.systoon.com","10.252.23.28",8081]
["updata.syswin.com","10.253.68.199",6464]
["api.collect.systoon.com","10.252.35.179",8081]
["api.collect.systoon.com","10.252.35.180",8081]
["nearbuy.innertoon.com","10.252.21.69",8081]
["nearbuy.innertoon.com","10.252.21.70",8081]
["admin.travelhome.innertoon.com","10.252.21.61",7560]
["admin.travelhome.innertoon.com","10.252.21.62",7560]
["travelcard.systoon.com","10.252.21.47",50600]
["travelcard.systoon.com","10.252.21.48",50600]
["reportbank.syswin.com","10.253.67.43",8081]
["resourcepool.systoon.com","10.252.26.46",8081]
["www.lepustoon.com","10.252.18.137",8081]
["admin.signon.innertoon.com","10.252.21.69",8081]
["admin.signon.innertoon.com","10.252.21.70",8081]
["sahara.systoon.com","10.252.100.4",80]
["admin.ugc.innertoon.com","10.252.37.13",8082]
["admin.ugc.innertoon.com","10.252.37.12",8082]
["css.systoon.com","10.252.35.173",8081]
["css.systoon.com","10.252.35.174",8081]
["appdown.innertoon.com","10.252.15.145",8081]
["commonsearchui.innertoon.com","10.252.15.161",8081]
["pay.sysbm.innertoon.com","10.252.15.184",8081]
["syncenter.systoon.com","10.252.35.61",8081]
["syncenter.systoon.com","10.252.35.62",8081]
["admin.clearing.nearbuy.innertoon.com","10.252.21.61",60603]
["admin.clearing.nearbuy.innertoon.com","10.252.21.62",60603]
["credit.innertoon.com","10.252.15.173",8081]
["toonapp.messageboard.systoon.com","10.252.22.7",8081]
["toonapp.messageboard.systoon.com","10.252.22.8",8081]
["admin.scenicspot.innertoon.com","10.252.37.13",9001]
["admin.scenicspot.innertoon.com","10.252.37.12",9001]
["travelorder.systoon.com","10.252.37.14",8081]
["travelorder.systoon.com","10.252.37.15",8081]
["report.innertoon.com","10.252.22.30",8081]
["report.innertoon.com","10.252.22.31",8081]
["integration.innertoon.com","10.252.15.140",8081]
["dam.syswin.com","10.252.26.54",8081]
["www.systoon.com","10.253.68.199",80]
["api.router.systoon.com","10.252.20.34",8081]
["api.router.systoon.com","10.252.20.35",8081]
["operatingplatform.systoon.com","10.252.20.14",8081]
["operatingplatform.systoon.com","10.252.20.15",8081]
["chatplugin.innertoon.com","10.252.15.162",8081]
["open3.innertoon.com","10.252.15.159",8081]
["ocm.innertoon.com","10.252.15.185",8081]
["ocm-bjt.innertoon.com","10.252.15.187",8081]
["daemon.opensearch.innertoon.com","10.252.17.39",8081]
["daemon.opensearch.innertoon.com","10.252.17.40",8081]
["prolog.syswin.com","10.252.27.165",5601]
["cardsearch.systoon.com","10.252.17.34",8081]
["cardsearch.systoon.com","10.252.17.35",8081]
["jwh.toon.mobi","10.252.37.14",8081]
["jwh.toon.mobi","10.252.37.15",8081]
["tag.innertoon.com","10.252.15.175",8081]
["lifeservice.innertoon.com","10.252.15.180",8081]
["bo.agency.systoon.com","10.252.23.33",8081]
["bo.agency.systoon.com","10.252.23.34",8081]
["2cintegration.innertoon.com","10.252.21.46",8081]
["rpc.desktop.systoon.com","10.252.20.41",8081]
["rpc.desktop.systoon.com","10.252.20.42",8081]
["smsapi.systoon.com","10.252.18.18",8081]
["api.feedsync.systoon.com","10.252.35.109",8081]
["api.feedsync.systoon.com","10.252.35.110",8081]
["portal.toon.mobi","10.252.37.15",8081]
["notice.innertoon.com","10.252.15.141",8081]
["admin.travelcard.innertoon.com","10.252.21.47",60600]
["admin.travelcard.innertoon.com","10.252.21.48",60600]
["mobidata.syswin.com","10.252.26.36",8081]
["mobidata.syswin.com","10.252.26.37",8081]
["dubbomonitor.innertoon.com","10.252.35.67",6060]
["news.static.systoon.com","10.253.68.142",9000]
["news.static.systoon.com","10.253.68.155",9000]
["groupmanage.innertoon.com","10.252.15.174",8081]
["beacon.innertoon.com","10.252.15.181",8081]
["ugc.toon.mobi","10.252.37.13",8082]
["ugc.toon.mobi","10.252.37.12",8082]
["payway.systoon.com","10.252.27.21",8081]
["payway.systoon.com","10.252.27.22",8081]
["sas.syswin.com","10.253.67.23",8082]
["sas.syswin.com","10.253.67.43",8082]
["bbs.open.systoon.com","10.253.68.155",80]
["admin.portal.innertoon.com","10.252.37.14",8081]
["admin.portal.innertoon.com","10.252.37.15",8081]
["da.syswin.com","10.253.67.43",8083]
["paychannel.systoon.com","10.252.27.23",8081]
["paychannel.systoon.com","10.252.27.24",8081]
["msgpolicyim.systoon.com","10.253.68.157",8092]
["msgpolicyim.systoon.com","10.253.68.137",8092]
["msgpolicyim.systoon.com","10.253.68.175",8092]
["msgpolicyim.systoon.com","10.253.68.195",8092]
["paybm.innertoon.com","10.252.27.29",8081]
["paybm.innertoon.com","10.252.27.30",8081]
["hotel.systoon.com","10.252.21.61",60410]
["hotel.systoon.com","10.252.21.62",60410]
["bbs.toon.mobi","10.253.68.155",80]
["dubbo.qitoon.com","10.252.19.161",6060]
["paygate.systoon.com","10.252.27.31",8081]
["paygate.systoon.com","10.252.27.32",8081]
["disconf.systoon.com","10.252.18.174",8081]
["disconf.systoon.com","10.252.15.25",8081]
["auth.systoon.com","10.252.20.76",8081]
["auth.systoon.com","10.252.35.177",8081]
["clearing.lifeservice.systoon.com","10.252.37.12",60504]
["clearing.lifeservice.systoon.com","10.252.37.12",60504]
["mpm.innertoon.com","10.252.15.179",8081]
["community.innertoon.com","10.252.15.163",8081]
["miyu-cms.innertoon.com","10.252.18.167",30504]
["itop.syswin.com","10.252.18.4",8082]
["ticket.systoon.com","10.252.37.14",8081]
["ticket.systoon.com","10.252.37.15",8081]
["audit.systoon.com","10.252.23.37",8081]
["fair.toon.mobi","10.252.37.14",8081]
["fair.toon.mobi","10.252.37.15",8081]
["sign.ibeacon.toon.mobi","10.252.35.166",8081]
["sign.ibeacon.toon.mobi","10.252.35.167",8081]
["beacon.toon.mobi","10.252.35.150",8081]
["beacon.toon.mobi","10.252.35.151",8081]
["rpc.router.systoon.com","10.252.35.21",8081]
["rpc.router.systoon.com","10.252.35.22",8081]
["kafka9000.systoon.com","10.253.68.205",9000]
["bbslogin.toon.mobi","10.252.20.112",8081]
["bbslogin.toon.mobi","10.252.20.123",8081]
["clearing.lifeservice.innertoon.com","10.252.37.12",60503]
["clearing.lifeservice.innertoon.com","10.252.37.12",60503]
["admin.slumberparty.innertoon.com","10.252.22.43",8081]
["admin.slumberparty.innertoon.com","10.252.22.44",8081]
["admin.periferal.innertoon.com","10.252.22.44",8081]
["admin.periferal.innertoon.com","10.252.22.43",8081]
["searchrank.systoon.com","10.252.17.41",8081]
["searchrank.systoon.com","10.252.17.42",8081]
["dirtywords.systoon.com","10.252.15.170",8081]
["clearing.nearbuy.toon.mobi","10.252.21.61",60604]
["clearing.nearbuy.toon.mobi","10.252.21.62",60604]
["prodate.systoon.com","10.253.68.185",80]
["rpc.ems.systoon.com","10.252.35.11",8081]
["rpc.ems.systoon.com","10.252.35.12",8081]
["msgcenter.syswin.com","10.252.26.10",8081]
["msgcenter.syswin.com","10.252.26.11",8081]
["rpc.data.systoon.com","10.252.35.25",8081]
["rpc.data.systoon.com","10.252.35.26",8081]
["foodclearing.innertoon.com","10.252.21.47",60403]
["foodclearing.innertoon.com","10.252.21.48",60403]
["desktop.innertoon.com","10.252.15.147",8081]
["solr.cloud.systoon.com","10.253.68.115",11010]
["admin.contribution.innertoon.com","10.252.21.69",8081]
["admin.contribution.innertoon.com","10.252.21.70",8081]
["auth.org.systoon.com","10.252.35.95",8081]
["auth.org.systoon.com","10.252.35.96",8081]
["kafka9001.systoon.com","10.253.68.205",9001]
["contribution.toon.mobi","10.252.21.69",8081]
["contribution.toon.mobi","10.252.21.70",8081]
["admin.hotel.innertoon.com","10.252.21.61",60411]
["admin.hotel.innertoon.com","10.252.21.62",60411]
["wishbone.innertoon.com","10.252.22.44",8081]
["wishbone.innertoon.com","10.252.22.43",8081]
["colleague.toon.mobi","10.252.37.12",8083]
["colleague.toon.mobi","10.252.37.12",8083]
["2cmpm.innertoon.com","10.252.21.77",8083]
["solr.cloud116.systoon.com","10.253.68.116",11010]
["quickdate.toon.mobi","10.252.21.55",8081]
["quickdate.toon.mobi","10.252.21.56",8081]
["CrawlerPushData.syswin.com","10.253.67.23",8083]
["CrawlerPushData.syswin.com","10.253.67.43",8083]
["promonitor.syswin.com","10.253.68.70",80]
["appconfig.innertoon.com","10.252.15.177",8081]
["dubbo.syswin.com","10.252.35.67",6060]
["ibeacon.toon.mobi","10.252.35.164",8081]
["ibeacon.toon.mobi","10.252.35.165",8081]
["t.systoon.com","10.252.35.27",8081]
["t.systoon.com","10.252.35.28",8081]
["api.open.systoon.com","10.252.20.36",8081]
["api.open.systoon.com","10.252.20.37",8081]
["estate.syswin.com","10.252.28.7",8081]
["scloud.toon.mobi","10.252.29.13",38001]
["scloud.toon.mobi","10.252.29.14",38001]
["scloud.toon.mobi","10.252.29.15",38001]
["scloud.toon.mobi","10.252.29.16",38001]
["scloud.toon.mobi","10.252.29.28",38001]
["scloud.toon.mobi","10.252.29.29",38001]
["scloud.toon.mobi","10.252.29.30",38001]
["scloud.toon.mobi","10.252.29.31",38001]
["webserviceim.systoon.com","10.253.68.157",8090]
["webserviceim.systoon.com","10.253.68.137",8090]
["webserviceim.systoon.com","10.253.68.175",8090]
["webserviceim.systoon.com","10.253.68.195",8090]
["rpc.dirtywords.systoon.com","10.252.35.57",8081]
["rpc.dirtywords.systoon.com","10.252.35.58",8081]
["synmobile.systoon.com","10.252.35.63",8081]
["synmobile.systoon.com","10.252.35.64",8081]
["cardsearch.toon","10.252.17.32",8081]
["cardsearch.toon","10.252.17.33",8081]
["router.innertoon.com","10.252.15.146",8081]
["rpc.appdown.systoon.com","10.252.35.19",8081]
["rpc.appdown.systoon.com","10.252.35.20",8081]
["scenicspot.systoon.com","10.252.37.13",9000]
["scenicspot.systoon.com","10.252.37.12",9000]
["api.appdown.systoon.com","10.252.20.4",8081]
["api.appdown.systoon.com","10.252.20.40",8081]
["drpool.syswin.com","10.252.26.50",8081]
["drpool.syswin.com","10.252.26.51",8081]
["operationsmanage.innertoon.com","10.252.15.153",8081]
["m1.systoon.com","10.253.68.199",18080]
["searchmonitor.innertoon.com","10.252.17.43",8081]
["travelhome.systoon.com","10.252.21.61",7561]
["travelhome.systoon.com","10.252.21.62",7561]
["resourcepoolservice.systoon.com","10.252.26.52",8081]
["resourcepoolservice.systoon.com","10.252.26.53",8081]
["api.estate.syswin.com","10.252.28.11",8081]
["syntask.systoon.com","10.252.35.65",8081]
["syntask.systoon.com","10.252.35.66",8081]
["ss.innertoon.com","10.252.20.20",8081]
["ss.innertoon.com","10.252.20.21",8081]
["api.feed.systoon.com","10.252.20.32",8081]
["api.feed.systoon.com","10.252.20.33",8081]
["prepro.jenkins.syswin.com","10.253.68.62",8080]
["image.scloud.toon.mobi","10.252.29.13",8081]
["image.scloud.toon.mobi","10.252.29.28",8081]
["open.systoon.com","10.252.15.172",8081]
["prowebsql.syswin.com","10.252.18.4",8081]
["tzsc.innertoon.com","10.252.37.14",8081]
["tzsc.innertoon.com","10.252.37.15",8081]
["kafka9002.systoon.com","10.253.68.205",9002]
["lotteryop.systoon.com","10.252.15.164",8081]
["imfront.innertoon.com","10.252.22.43",8081]
["imfront.innertoon.com","10.252.22.44",8081]
["recommend.systoon.com","10.252.26.55",8081]
["recommend.systoon.com","10.252.26.56",8081]
["jwh.innertoon.com","10.252.37.14",8081]
["jwh.innertoon.com","10.252.37.15",8081]
["nearbuy.toon.mobi","10.252.21.69",8081]
["nearbuy.toon.mobi","10.252.21.70",8081]
["logstashstatus.systoon.com","10.253.68.96",9200]
["logstashstatus.systoon.com","10.253.68.97",9200]
["logstashstatus.systoon.com","10.253.68.117",9200]
["opensearch.systoon.com","10.252.17.37",8081]
["opensearch.systoon.com","10.252.17.38",8081]
["quickdate.innertoon.com","10.252.21.59",8081]
["operate.innertoon.com","10.252.15.157",8081]